## Input
Input
Customer
| Company: | Encavis | Contract Person: | Haron Hassani | m
| Street & number: | Hauptstraße 1 | Language: | Englisch
| Postal Code, City: | 12345 Musterstadt | Phone number:
| Country: | Germany | Email:
Windfarm
| Name: | Gussenstadt | Hub height [m]: | 60
| Country: | Germany | Rated power [kW] | 2000
| Amount of WTG: | 24 | Commissioning date: | 2013-04-09
| WTG manufacturer: | Siemens | Distance service station [km]: | 100
| WTG type: | AN Bonus 2000 | Annual energy yield per WTG [kWh] | 5000
| Region: |  | Availability Gurantee | excluded | farm
Contract + Options
| Contract model: | Basic | Gear box endoscopy | excluded
| Commencement date: | 2019-01-01 | Recurring inspection of WTG & tower | excluded
| Duration [years]: | 5 | Electrical equipment inspection DIN IEC 60364/ DGUV V3 | excluded
| 24/7 Control | included | Service lift maintenance | excluded
| Gear box oil exchange | excluded | AIA / ZÜS pressure equipment | excluded
| Hydraulic oil exchange | excluded | Lattice Tower Inspection | excluded
| Service lift inspection by certified body (ZÜS Service lift) | excluded | Waste disposal | 500
| Statutory inspections & maintenance of safety equipment | excluded | SCADA Maintenance | 200
| Rotor blade inspection | excluded | Condition Monitoring | 100
| Damages caused by natural forces | excluded | Free(per WTG/year): | 0
| Foundation inspection | excluded | Free (WF/contract duration): | 0
Calculation
| Tool version: | 1.1.4 | Email: | a.deltiempo-pina@deutsche-windtechnik.com
| Preparation date: | 2018-11-30 | Phone.: | +34 976 216 038
| Author: | Alfredo Del Tiempo Pina | Company: | Service
Remarks
1)
2)
3)
Verfied by:
Note on G9: Marianna Thomsen ¦ Vertrieb ¦ Deutsche Windtechnik: Please note: If this field is red, please ceck the crane costs in "Cost Calulation". These are may be too low or high for the hub height or component weight.
Note on G10: Marianna Thomsen ¦ Vertrieb ¦ Deutsche Windtechnik:
Note on D17: Marianna Thomsen ¦ Vertrieb ¦ Deutsche Windtechnik Please select the Individual Options for every Contract Option. The Selection is only for the Insurance costs and has no effect for the options.

## Output decentralized
Main Components (MC)
| Selection: |  | Gearbox: | Generator: | Main Bearing & Shaft | Transformer: | Blade Bearing: | Yaw Gearbox: | Blade Repairs: | Costs per WTG (by tool)
Tool | Costs per WTG per year |  | 0 | 0 | 0 | 0 | 0 | 0 | 0
| Costs per wind farm per contract duration |  | 0 | 0 | 0 | 0 | 0 | 0 | 0 | Cost category | Costs (average):
| Main components per WTG per contract duration |  | 0 | 0 | 0 | 0 | 0 | 0 | 0 | Maintenance: | 1173.5333
Sales | Costs per WTG per year |  | 0 | 0 | 0 | 0 | 0 | 0 | 0 | Unscheduled Maintenance: | 0
| Costs per wind farm per contract duration |  | 0 | 0 | 0 | 0 | 0 | 0 | 0
| Main components per WTG per contract duration |  | 0 | 0 | 0 | 0 | 0 | 0 | 0 | Options: | 1100
| Correction MC (+/- number of main components) |  | 0 | 0 | 0 | 0 | 0 | 0 | 0
|  |  | 0 |  |  |  |  | -1 |  | Insurance: | 0
Difference MC
| Differenc MC |  | Gearbox: | Generator: | Main Bearing & Shaft | Transformer: | Blade Bearing: | Yaw Gearbox: | Blade Repairs: | Gearbox: | 0
| Tool |  | 0 | 0 | 0 | 0 | 0 | 0 | 0
| Sales |  | 0 | 0 | 0 | 0 | 0 | 0 | 0 | Generator: | 0
| Difference |  | 0 | 0 | 0 | 0 | 0 | 0 | 0
[10 empty] | Main Bearing & Shaft | 0
Summary Costs with correction of MC
| Selection: |  | Maintenance: | Unscheduled Maintenance: | MC: | Insurance costs: | insurance refunds MC | options / others |  | Transformer: | 0
| Costs WTG per year |  | 1173.5333 | 0 | 0 | 0 | 0 | 1100
| Costs per wind farm per contract duration |  | 140824 | 0 | 0 | 0 | 0 | 132000 |  | Blade Bearing: | 0
| Sales price (decentralized service concept) | [8 empty] | Yaw Gearbox: | 0
Tool | Selection: | Overheads in % | Costs: | Calculation margin: | Revenues: | Result EUR: | Price:
| WTG per year |  | 2273.5333 | 20% | 3546.712 | 1273.1787 | 3546.712 |  |  | Blade Repairs | 0
| Costs incl. Overheads | 30% | 2955.5933
| Wind farm per duration |  | 14777.9667 |  | 17733.56 | 2955.5933
Sales | WTG per year |  | 2273.5333 | 187.6% | 8500 | 6226.4667 | 8500
| Costs incl. Overheads | 30% | 2955.5933
| Wind farm per duration |  | 14777.9667 |  | 17733.56 | 2955.5933
| Difference |  | 0 | 167.6% | 4953.288 | 4953.288 | 4953.288
Pricing for Offer Sheet
| Year of Operation | from | to | Year | Price | Total
|  | 6 | 10 | 5 | 9000 | 45000
|  | 11 |  | 0 | 10000 | 0
|  |  |  | 0 |  | 0
|  |  |  | 0 |  | 0
|  |  |  | 0 |  | 0
|  |  |  | 0 |  | 0
|  |  |  | 0 |  | 0
|  |  |  | 5 |  | 45000
| Average price per year and WTG | 9000

## Output centralized
Main Components (MC)
| Selection: |  | Gearbox: | Generator: | Main Bearing & Shaft | Transformer: | Blade Bearing: | Yaw Gearbox: | Blade Repairs: | Costs per WTG (by tool)
Tool | Costs per WTG per year |  | 0 | 0 | 0 | 0 | 0 | 0 | 0
| Costs per wind farm per contract duration |  | 0 | 0 | 0 | 0 | 0 | 0 | 0 | Cost category | Costs (average):
| Main components per WTG per contract duration |  | 0 | 0 | 0 | 0 | 0 | 0 | 0 | Maintenance: | 1173.5333
Sales | Costs per WTG per year |  | 0 | 0 | 0 | 0 | 0 | 0 | 0 | Unscheduled Maintenance: | 0
| Costs per wind farm per contract duration |  | 0 | 0 | 0 | 0 | 0 | 0 | 0
| Main components per WTG per contract duration |  | 0 | 0 | 0 | 0 | 0 | 0 | 0 | Options: | 1100
| Correction MC (+/- number of main components) |  | 0 | 0 | 0 | 0 | 0 | 0 | 0
|  |  | 0 |  |  |  |  | -1 |  | Insurance: | 0
Difference MC
| Differenc MC |  | Gearbox: | Generator: | Main Bearing & Shaft | Transformer: | Blade Bearing: | Yaw Gearbox: | Blade Repairs: | Gearbox: | 0
| Tool |  | 0 | 0 | 0 | 0 | 0 | 0 | 0
| Sales |  | 0 | 0 | 0 | 0 | 0 | 0 | 0 | Generator: | 0
| Difference |  | 0 | 0 | 0 | 0 | 0 | 0 | 0
[10 empty] | Main Bearing & Shaft | 0
|  |  | Maintenance | Unsheduled Maintenance
| Material Costs |  | 139.2 | 24 | [5 empty] | Transformer: | 0
| Manhours |  | 139.2 | 24
| Yearly net hours: |  | 1600 | [6 empty] | Blade Bearing: | 0
| Requiered nuber of service Technicans (theory) |  | 0.102
| Requiered nuber of service Technicans (sales) |  | 2 | [6 empty] | Yaw Gearbox: | 0
| Required number of service cars / vans (theory) |  | 1
| Required number of service cars / vans (sales): |  | 1 | [6 empty] | Blade Repairs | 0
| Yearly expenses for service technicians: |  | 96000
| Yearly expenses for service car / Vans |  | 20000
| Total Personnel Costs per WTG and year |  | 4840.1333
Summary Costs with correction of MC for centralized service concept / service center in wind farm)
| Selection: |  | Maintenance and Unsheduled Maintenance |  | MC: | Insurance costs: | insurance refunds MC | options / others
| Costs WTG per year |  | 4840.1333 |  | 0 | 0 | 0 | 1100
| Costs per wind farm per contract duration |  | 580816 |  | 0 | 0 | 0 | 132000
Sales price (centralized service concept)
Tool | Selection: | Overheads in % | Costs: | Calculation margin: | Revenues: | Result EUR: | Price:
| WTG per year |  | 5940.1333 | 20% | 9266.608 | 3326.4747 | 9266.608
| Costs incl. Overheads | 30% | 7722.1733
| Wind farm per duration |  | 38610.8667 |  | 46333.04 | 7722.1733
Sales | WTG per year |  | 5940.1333 | 184.9% | 22000 | 16059.8667 | 22000
| Costs incl. Overheads | 30% | 7722.1733
| Wind farm per duration |  | 38610.8667 |  | 46333.04 | 7722.1733
| Difference |  | 0 | 164.9% | 12733.392 | 12733.392 | 12733.392
Pricing for Offer Sheet
| Year of Operation | from | to | Year | Price | Total
|  | 6 | 15 | 10 | 41000 | 410000
|  | 16 | 18 | 3 | 45000 | 135000
|  | 19 |  | 0 |  | 0
|  |  |  | 0 |  | 0
|  |  |  | 0 |  | 0
|  |  |  | 0 |  | 0
|  |  |  | 0 |  | 0
|  |  |  | 13 |  | 545000
| Average price per year and WTG | 41923.0769

## Executive Summary
Executive Summary
| Costumer |  |  | Special features of the contract |  | Calculation Result
| Name: |  | Encavis | Deviations from standard | 0 | Costs per WTG: | 2955.5933
| Contract Person: |  | Haron Hassani |  | 0 | Price per WTG: | 9000
| Adress Street, House Number: |  | Hauptstraße 1 |  | 0 | Revenues per wind farm: | 6226.4667
| Postal Code, City: |  | 12345 Musterstadt |  |  | Calculation margin: | 187.6%
| Country: |  | Germany |  |  | Overhead rate: | 30%
| Windfarm |  |  | Scope of supply
| Name: |  | Gussenstadt
| WTG manufacturer: |  | Siemens
| WTG Type |  | AN Bonus 2000
| Number of WTG: |  | 24
| Commissioning Date: |  | 2013-04-09
| Counrty: |  | Germany | Needed intercompany services
| Region: |  | 0
| Disposition: |  | Dezentral
Contract
| Contract model: |  | Basic | Important for contract
| Duration: |  | 5
| Commencement date: |  | 2019-01-01
| Planned signature date: |  | 2018-10-10
| 24/7 Control | included | 300
| Gear box oil exchange | excluded | 0 | Extraordinary risks / Commercially important topics
| Hydraulic oil exchange | excluded | 0
| Service lift inspection by certified body | excluded | 0
| Statutory inspections & maintenance of safety equipment | excluded | 0
| Rotor blade inspection | excluded | 0
| Damages caused by natural forces | excluded | 0
| Foundation inspection | excluded | 0
| Gear box endoscopy | excluded | 0
| Recurring inspection of WTG & tower | excluded | 0
| Electrical equipment inspection DIN IEC 60364/ DGUV V3 | excluded | 0
| Service lift maintenance | excluded | 0
| AIA / ZÜS pressure equipment | excluded | 0
| Lattice Tower Inspection | excluded | 0
| Waste disposal | 500 | 500
| SCARDA Maintenance | 200 | 200
| Condition Monitoring | 100 | 100
| Free(per WTG/year): | 0 | 0
| Free (WF/contract duration): | 0 | 0
| Summe |  | 1100
Calculation assumptions
| Next service station: |  | 100
| Service technican hourly rate: |  | 30
| Total time for maintenance per WTG: |  | 10
| Total time for Unschedueld Maintenance per WTG: |  | 1
MC assumptaions per duration per WTG
| Gearbox: |  | 0
| Generator: |  | 0
| Main Bearing & Shaft |  | 0
| Transformer: |  | 0
| Blade Bearing: |  | 0
| Yaw Gearbox: |  | 0
| Created by: |  | Alfredo Del Tiempo Pina
| Verfied by: |  | 0

## Print
Executive Summary
Costumer
Name: | Encavis
Contract Person: | Haron Hassani
Adress Street, House Number: | Hauptstraße 1
Postal Code, City: | 12345 Musterstadt
Country: | Germany
Windfarm
Name: | Gussenstadt
WTG manufacturer: | Siemens
WTG Type | AN Bonus 2000
Number of WTG: | 24
Commissioning Date: | 2013-04-09
Counrty: | Germany
Region: | 0
Contract
Contract model: | Basic
Duration: | 5
Commencement date: | 2019-01-01
Planned signature date: | 2018-10-10
24/7 Control | included
Gear box oil exchange | excluded
Hydraulic oil exchange | excluded
Service lift inspection by certified body | excluded
Statutory inspections & maintenance of safety equipment | excluded
Rotor blade inspection | excluded
Damages caused by natural forces | excluded
Foundation inspection | excluded
Gear box endoscopy | excluded
Recurring inspection of WTG & tower | excluded
Electrical equipment inspection DIN IEC 60364/ DGUV V3 | excluded
Service lift maintenance | excluded
AIA / ZÜS pressure equipment | excluded
Lattice Tower Inspection | excluded
Waste disposal | 500
SCARDA Maintenance | 200
Condition Monitoring | 100
Free(per WTG/year): | 0
Free (WF/contract duration): | 0
Calculation assumptions
Next service station: | 100
Service technican hourly rate: | 30
Total time for maintenance per WTG: | 10
Total time for Unschedueld Maintenance per WTG: | 1
MC assumptaions per duration per WTG
Gearbox: | 0
Generator: | 0
Main Bearing & Shaft | 0
Transformer: | 0
Blade Bearing: | 0
Yaw Gearbox: | 0
Special features of the contract
Deviations from standard
Scope of supply
Needed intercompany services
Important for contract
Extraordinary risks / Commercially important topics
Created by: | Alfredo Del Tiempo Pina
Verified by: | 0
Calculation Result
Disposition: | Dezentral
Costs per WTG: | 2955.5933
Price per WTG: | 9000
Revenues per wind farm: | 6226.4667
Calculation margin: | 187.6%
Overhead rate: | 30%
Tool version: | 1.1.4
Print Date | 2018-11-30
Signatur CEO:

## Offer Sheet
State: 30.11.2018
Encavis
|  |  | Hauptstraße 1 |  | Page 2/2
12345 Musterstadt, Germany
Service and Maintenance offer for WF Gussenstadt (24 x Siemens AN Bonus 2000, 60 m HH)
|  |  | Duration 5 years - fixed remuneration |  |  | Basic
|  |  | Remuneration | Prices for the scope of service as described below for WEC/a | Year of operation 6 - 10 | 9000
10000
Deutsche Windtechnik Service GmbH & Co. KG, | Contact | Alfredo Del Tiempo Pina
Osterport 2e, 25872 Ostenfeld | Phone | +34 976 216 038
Encavis | Mail | a.deltiempo-pina@deutsche-windtechnik.com | Services | Maintenance according to manufacturer's specifications inluding working materials and lubricants |  | Included
Haron Hassani |  |  |  | Remote Data monitoring 24/7 |  | Included
Hauptstraße 1 |  |  |  | Technical consulting |  | Included
12345 Musterstadt | Date | 2018-11-30 |  | Availibility Guarantee |  | Optional
Germany | Page | 1/2 |  | Wear parts, small parts |  | Optional
|  |  |  | Repairs without spare parts |  | Excluded
|  |  |  | Repairs incl. spare parts without large components |  | Excluded
|  |  |  | Repairs incl. spare parts with large components |  | Excluded
Offer |  |  |  | Repair of write-offs |  | Excluded
|  |  |  | Repairs of the Rotor |  | Excluded
|  |  |  | Repair of damage caused by natural forces |  | Excluded
Dear Mr. Haron Hassani, |  |  |  | Upgrades |  | Excluded
|  |  |  | Foundation Package |  | Excluded
herewith we kindly would like to submit our attractive offer for partial maintenance for your wind energy convertors in the wind farm Gussenstadt. Please abstract details on our offered services, options and the conditions from the following page. |  |  | Options | Gearbox Oil Exchange, condition based |  | Optional
|  |  |  | Service Lift Inspection by Certified Body |  | Optional
|  |  |  | Statuatory Inspection of safety equipment |  | Optional
|  |  |  | Maintenance and repair of safety equipment (ZÜS Service Lift) |  | Optional
|  |  |  | Rotor blade inspection |  | Optional
In addtion to our offer, we will kindly provide a contract draft. |  |  |  | Foundation inspection |  | Optional
|  |  |  | Gearbox videoendoscopic inspection |  | Optional
|  |  |  | Recurring inspection WTG & tower |  | Optional
Hopefully this offer appeals to you and an ordering would be much appriciated. If any queries or wishes remain, feel free to contact us directly. |  |  |  | Inspection of electrical equipment |  | Optional
|  |  |  | Service Lift Maintenance |  | Optional
|  |  |  | Inspection of Pressure Equipment by Certified Body |  | Optional
This offer is valid for three month. |  |  |  | Hydraulic oil exchange, condition based |  | Optional
Included
Kind Regards |  |  | Please notice:
Alfredo Del Tiempo Pina
|  |  | Valid until: 31.12.2018 |  | Prepared by Alfredo Del Tiempo Pina Tel. +34 976 216 038 a.deltiempo-pina@deutsche-windtechnik.com

## Change
Change
Date | Remark | Revision Number
2018-11-19 | Correction of the Enercon main component weights | 1.1.4
2018-11-29 | Adding options to the input and adjusting option costs | 1.1.4
2018-11-29 | Customization Options in Offersheet "Maintenance and repair of safety equipment" | 1.1.4
2018-11-29 | The verifying person is selected in the input. | 1.1.5

## Cost Calculation
Scheduled Maintenance | [5 empty] | Unscheduled Maintenance |  |  |  |  | Main Components | [11 empty] | Insurance Costs |  |  |  | Berechnung zu Krankosten | [11 empty] | Central Disposition
| Personal Costs |  |  |  |  | Costs | [21 empty] | Main Component | weight | Hub Height | Additional crane | days of crane use | Row Weight | Row Hub Height | Comparison | Costs additional crane | Costs for days of crane use | Summary Crane Costs |  | per WTG | per WF
| Typ | Man hours | Frequency | Costs | Number of collected data |  |  | Costs |  | Number of collected data | Main Components | [6 empty] | Main Components with Addicator | [5 empty] | Costs | [14 empty] | Scheduled Maintenance | 5.8 | 139.2
| Typ 1 | 1 | 10 | 60 | 1 | Material | 1 | 1 |  | 1 | Multiplicator | Main Component | Component Costs | negative case | average case | Crane Costs | Assamblycosts (Manhours) |  | average case |  |  |  | per kW | #N/A | 0 |  |  | Gearbox | 1 | 60 | 0 | 1 | 5 | 65 | Höhe [m]/Masse [t] | 0 | 5 | 5 | Unscheduled Maintenance | 1 | 24
| Type 2 Maintenance | 1 | 5 | 30 | 1 | Manhours | 1 | 30 |  | 1 | [12 empty] | per WTG | #N/A | 0 |  |  | Generator | 1 | 60 | 0 | 1 | 5 | 65 | Höhe [m]/Masse [t] | 0 | 5 | 5 | Total Yearly hours | 6.8 | 163.2
| Type 3 Maintenance | 1 | 5 | 30 | 1 | Total Yearly Costs | 31 |  |  |  | 0 | Gearbox | 98200 | 0.19 | 0.12 | 5 | 30 | Gearbox | 0 | [5 empty] | #N/A |  |  | Transformer | 1 | 60 | 0 | 1 | 5 | 65 | Höhe [m]/Masse [t] | 0 | 5 | 5
| Type 4 Maintenance | 1 | 1 | 6 | 1 | [5 empty] | 0 | Generator | 119200 | 0.05 | 0.04 | 5 | 30 | Generator | 0 | [8 empty] | Blade Bearing | 1 | 60 | 0 | 1 | 5 | 65 | Höhe [m]/Masse [t] | 0 | 5 | 5
| 2Y-Maintenance | 1 | 3 | 18 | 1 | [5 empty] | 0 | Transformer | 1 | 0.05 | 0.04 | 5 | 30 | Transformer | 0 |  |  |  | Options |  |  |  |  | Yaw Gearbox | 1 | 60 | 0 | 1 | 5 | 65 | Höhe [m]/Masse [t] | 0 | 5 | 5 | Material Costs
| 3Y-Maintenance | 1 | 2 | 12 | 1 | [5 empty] | 0 | Blade Bearing | 1 | 0 | 0 | 5 | 30 | Blade Bearing | 0 | [8 empty] | Main Bearing & Shaft | 1 | 60 | 0 | 1 | 5 | 65 | Höhe [m]/Masse [t] | 0 | 5 | 5 | Scheduled Maintenance | 5.8 | 139.2
| 4Y-Maintenance | 1 | 1 | 6 | 1 | [5 empty] | 0 | Yaw Gearbox | 1 | 0 | 0 | 5 | 30 | Yaw Gearbox | 0 |  |  |  |  | included/excluded | Price for Option | [13 empty] | Unscheduled Maintenance | 1 | 24
| 6Y-Maintenance | 1 | 1 | 6 | 1 | [5 empty] | 0 | Main Bearing & Shaft | 53700 | 0.05 | 0.04 | 5 | 30 | Main Bearing & Shaft | 0 |  |  |  | 24/7 Control | included | 300 | 300 | [12 empty] | Total Yearly Costs | 6.8 | 163.2
| 10Y-Maintenance | 1 | 1 | 6 | 1 | [5 empty] | 0 | Blade Repair | 2450 | 0 | 0 | 0 | 0 | Blade Repair | 0 |  |  |  | Gear box oil exchange | excluded | 810 | 0 | [12 empty] | Remote Control
| 20Y-Maintenance | 1 | 0 | 0 | 1 | [17 empty] | Hydraulic oil exchange | excluded | 315 | 0
|  | 29 | 29 | 174 | [7 empty] | Costs Main Component | [5 empty] | Costs Main Component with Addicator |  |  |  |  | Service lift inspection by certified body | excluded | 600 | 0
|  | 5.8 | [10 empty] | per year | per year | for Contract Duration | for Contract Duration |  |  | per year | per year | for Contract Duration | for Contract Duration | Statutory inspections & maintenance of safety equipment | excluded | 1650 | 0
[13 empty] | negative | average | negative | average |  |  | average | average | negative | average | Rotor blade inspection | excluded | 250 | 0
| Material Costs | [10 empty] | Gearbox | 3731.6 | 2356.8 | 18658 | 11784 |  | Gearbox | 0 | 0 | 0 | 0 | Damages caused by natural forces | excluded | 3000 | 0
| Typ | Material | Frequency | Costs |  | Average Driving | [5 empty] | Generator | 1192 | 953.6 | 5960 | 4768 |  | Generator | 0 | 0 | 0 | 0 | Foundation inspection | excluded | 297.4 | 0
| Typ 1 | 1 | 10 | 2 |  |  | Manhours | Kilometer | Costs |  |  | Transformer | 0.01 | 0.008 | 0.05 | 0.04 |  | Transformer | 0 | 0 | 0 | 0 | Gear box endoscopy | excluded | 500 | 0
| Type 2 Maintenance | 1 | 5 | 1 |  |  | 2.7778 | 200 | 171.3333 |  |  | Blade Bearing | 0 | 0 | 0 | 0 |  | Blade Bearing | 0 | 0 | 0 | 0 | Recurring inspection of WTG & tower | excluded | 350 | 0
| Type 3 Maintenance | 1 | 5 | 1 |  | Yearly Costs | 2.7778 | 400 | 206 |  |  | Yaw Gearbox | 0 | 0 | 0 | 0 |  | Yaw Gearbox | 0 | 0 | 0 | 0 | Electrical equipment inspection DIN IEC 60364/ DGUV V3 | excluded | 300 | 0
| Type 4 Maintenance | 1 | 1 | 0.2 | [7 empty] | Main Bearing & Shaft | 537 | 429.6 | 2685 | 2148 |  | Main Bearing & Shaft | 0 | 0 | 0 | 0 | Service lift maintenance | excluded | 0 | 0
| 2Y-Maintenance | 1 | 3 | 0.6 | [7 empty] | Total Main Compone | 5460.61 | 3740.008 | 27303.05 | 18700.04 |  | Total Main Compone | 0 | 0 | 0 | 0 | AIA / ZÜS pressure equipment | excluded | 320 | 0
| 3Y-Maintenance | 1 | 2 | 0.4 | [18 empty] | Lattice Tower Inspection | excluded | 0 | 0
| 4Y-Maintenance | 1 | 1 | 0.2 | [7 empty] | Crane Costs | [5 empty] | Crane Costs with Addicator |  |  |  |  | Waste disposal | 500 | 500 | 500
| 6Y-Maintenance | 1 | 1 | 0.2 | [8 empty] | per year | per year | for Contract Duration | for Contract Duration |  |  | per year | per year | for Contract Duration | for Contract Duration | SCARDA Maintenance | 200 | 200 | 200
| 10Y-Maintenance | 1 | 1 | 0.2 | [8 empty] | negative | average | negative | average |  |  | average | average | negative | average | Condition Monitoring | 100 | 100 | 100
| 20Y-Maintenance | 1 | 0 | 0 | [7 empty] | Gearbox | 0.19 | 0.12 | 0.95 | 0.6 |  | Gearbox | 0 | 0 | 0 | 0 | Free(per WTG/year): | 0 | 0 | 0
| Yearly Costs |  |  | 5.8 |  | Summary Unschedueld Maintenance | [5 empty] | Generator | 0.05 | 0.04 | 0.25 | 0.2 |  | Generator | 0 | 0 | 0 | 0 | Free (WF/contract duration): | 0 | 0 | 0
[7 empty] | Costs |  |  |  |  | Transformer | 0.05 | 0.04 | 0.25 | 0.2 |  | Transformer | 0 | 0 | 0 | 0 | Sum Options |  | 0 | 1100
[6 empty] | Maintenance | 31 |  |  |  |  | Blade Bearing | 0 | 0 | 0 | 0 |  | Blade Bearing | 0 | 0 | 0 | 0
| Average Driving |  |  |  |  | Additional Maintenance | [5 empty] | Yaw Gearbox | 0 | 0 | 0 | 0 |  | Yaw Gearbox | 0 | 0 | 0 | 0
|  | Manhours | Kilometer | Costs |  | Driving Expense | 206 |  |  |  |  | Main Bearing & Shaft | 0.05 | 0.04 | 0.25 | 0.2 |  | Main Bearing & Shaft | 0 | 0 | 0 | 0
|  | 2.7778 | 200 | 171.3333 |  | Remote Control | [11 empty] | Total Main Compone | 0 | 0 | 0 | 0
| Yearly Costs | 16.1111 | 1160 | 993.7333 |  | Total Yearly Costs | 237 |  |  |  |  | Total Main Compone | 0.34 | 0.24 | 1.7 | 1.2
| - | [10 empty] | Manhours/ Assamblycosts | [5 empty] | Manhours/ Assamblycosts with Addicator
| - | [11 empty] | per year | per year | for Contract Duration | for Contract Duration |  |  | per year | per year | for Contract Duration | for Contract Duration
| Remote Control | [11 empty] | negative | average | negative | average |  |  | average | average | negative | average
[12 empty] | Gearbox | 1.14 | 0.72 | 171 | 108 |  | Gearbox | 0 | 0 | 0 | 0
[12 empty] | Generator | 0.3 | 0.24 | 45 | 36 |  | Generator | 0 | 0 | 0 | 0
[6 empty] | Unscheduled Maintenance Manhours ( Basic +) | [5 empty] | Transformer | 0.3 | 0.24 | 45 | 36 |  | Transformer | 0 | 0 | 0 | 0
[6 empty] | Manhours | 1 |  |  |  |  | Blade Bearing | 0 | 0 | 0 | 0 |  | Blade Bearing | 0 | 0 | 0 | 0
| Summary Maintenance |  |  |  |  | Manhour Costs per year and WTG | 30 |  |  |  |  | Yaw Gearbox | 0 | 0 | 0 | 0 |  | Yaw Gearbox | 0 | 0 | 0 | 0
|  | Costs | [9 empty] | Main Bearing & Shaft | 0.3 | 0.24 | 45 | 36 |  | Main Bearing & Shaft | 0 | 0 | 0 | 0
| Maintenance | 179.8 | [9 empty] | Total Main Compone | 2.04 | 1.44 | 306 | 216 |  | Total Main Compone | 0 | 0 | 0 | 0
Additional Maintenance
| Driving Expense | 993.7333
| Remote Control | [10 empty] | Summary of Main Component | [5 empty] | Summary of Main Component with Addicator
| Total Yearly Costs | 1173.5333 | [10 empty] | per year | per year | for Contract Duration | for Contract Duration |  |  | per year | per year | for Contract Duration | for Contract Duration
[13 empty] | negative | average | negative | average |  |  | average | negativr | negative | average
[12 empty] | Gearbox | 3732.93 | 2357.64 | 18829.95 | 11892.6 |  | Gearbox | 0 | 0 | 0 | 0
[12 empty] | Generator | 1192.35 | 953.88 | 6005.25 | 4804.2 |  | Generator | 0 | 0 | 0 | 0
[12 empty] | Transformer | 0.36 | 0.288 | 45.3 | 36.24 |  | Transformer | 0 | 0 | 0 | 0
[12 empty] | Blade Bearing | 0 | 0 | 0 | 0 |  | Blade Bearing | 0 | 0 | 0 | 0
[12 empty] | Yaw Gearbox | 0 | 0 | 0 | 0 |  | Yaw Gearbox | 0 | 0 | 0 | 0
[12 empty] | Main Bearing & Shaft | 537.35 | 429.88 | 2730.25 | 2184.2 |  | Main Bearing & Shaft | 0 | 0 | 0 | 0
[12 empty] | Blade Repair |  | 245 |  | 1225 |  | Blade Repair | 245
[12 empty] | Total Main Compone | 5462.99 | 3741.688 | 27610.75 | 18917.24 |  | Total Main Componet WTG | 0 | 0 | 0 | 0
[12 empty] | 50% Versicherungserstattung | 2731.495 | 1870.844 | 13805.375 | 9458.62 |  | 50% Versicherungserstattung | 0 | 0 | 0 | 0
[12 empty] | Gearbox | 9
[12 empty] | Generator | 5
[12 empty] | Transformer | 0
[12 empty] | Blade Bearing | 4
| Help for Calculation | [10 empty] | Yaw Gearbox | 41
| hourly Rate | 30 | [9 empty] | Main Bearing & Shaft | 20
| Yearly Net Hours ST | 1600
| Yearly Expenses for one Service Technican | 48000
| km Price | 0.44
| kmh | 72
| anfahrten pro Jahr störung | 1
| Age WTG in Years | 5
| Age WTG end of Contract | 10
| Duration | 5
0 | Material zuschlag | 0%
| Material zuschlag GK | 0%
Note on I5: Marianna Thomsen ¦ Vertrieb ¦ Deutsche Windtechnik: For foreign companies, additional costs of 8% are included
Note on P18: Marianna Thomsen ¦ Vertrieb ¦ Deutsche Windtechnik: For foreign companies, additional costs of 5% are included
Note on W18: Marianna Thomsen ¦ Vertrieb ¦ Deutsche Windtechnik: For foreign companies, additional costs of 5% are included
Note on P19: Marianna Thomsen ¦ Vertrieb ¦ Deutsche Windtechnik: For foreign companies, additional costs of 5% are included
Note on W19: Marianna Thomsen ¦ Vertrieb ¦ Deutsche Windtechnik: For foreign companies, additional costs of 5% are included
Note on P20: Marianna Thomsen ¦ Vertrieb ¦ Deutsche Windtechnik: For foreign companies, additional costs of 5% are included
Note on W20: Marianna Thomsen ¦ Vertrieb ¦ Deutsche Windtechnik: For foreign companies, additional costs of 5% are included
Note on P21: Marianna Thomsen ¦ Vertrieb ¦ Deutsche Windtechnik: For foreign companies, additional costs of 5% are included
Note on W21: Marianna Thomsen ¦ Vertrieb ¦ Deutsche Windtechnik: For foreign companies, additional costs of 5% are included
Note on P22: Marianna Thomsen ¦ Vertrieb ¦ Deutsche Windtechnik: For foreign companies, additional costs of 5% are included
Note on W22: Marianna Thomsen ¦ Vertrieb ¦ Deutsche Windtechnik: For foreign companies, additional costs of 5% are included
Note on P23: Marianna Thomsen ¦ Vertrieb ¦ Deutsche Windtechnik: For foreign companies, additional costs of 5% are included
Note on W23: Marianna Thomsen ¦ Vertrieb ¦ Deutsche Windtechnik: For foreign companies, additional costs of 5% are included
Note on E30: Marianna Thomsen ¦ Vertrieb ¦ Deutsche Windtechnik: For foreign companies, additional costs of 8% are included

## Scheduled Maintenance (hidden)
Zusatzwartungen
[9 empty] | Man hours | [12 empty] | Material costs | [10 empty] | Anzahl der Anfahrten
Betriebjahr | Typ 1 | Typ 4 | 2J Wartung | 3J Wartung | 4J Wartung | 6J Wartung | 10J Wartung | 20J Wartung | Model | Hersteller | Typ 1 | Typ 2 | Typ 3 | Typ 4 | 2J-Wartung | 3J-Wartung | 4J-Wartung | 6J-Wartung | 10J-Wartung | 20J-Wartung | Model | Hersteller | Typ 1 | Typ 2 | Typ 3 | Typ 4 | 2J-Wartung | 3J-Wartung | 4J-Wartung | 6J-Wartung | 10J-Wartung | 20J-Wartung | Model | Hersteller | Typ 1 | Typ 2 | Typ 3 | Typ 4 | 2J-Wartung | 3J-Wartung | 4J-Wartung | 6J-Wartung | 10J-Wartung | 20J-Wartung
1 | 2 | 0 | 0 | 0 | 0 | 0 | 0 | 0 | NM48/750 | NEG MICON | 6 | 16.5 | 23 | 0.5 | 0 | 0 | 0 | 0 | 0 | 0 | NM48/750 | NEG MICON | 11 | 113 | 159.5 | 0 | 0 | 0 | 0 | 0 | 0 | 0 | NM48/750 | NEG MICON | 13 | 104 | 96 | 7 | 0 | 0 | 0 | 0 | 0 | 0
2 | 2 | 0 | 1 | 0 | 0 | 0 | 0 | 0 | NM52/900 | NEG MICON | 0 | 18 | 24 | 3.5 | 0 | 0 | 0 | 0 | 0 | 0 | NM52/900 | NEG MICON | 0 | 107 | 119 | 15 | 0 | 0 | 0 | 0 | 0 | 0 | NM52/900 | NEG MICON | 0 | 148 | 80 | 66 | 0 | 0 | 0 | 0 | 0 | 0
3 | 2 | 0 | 0 | 1 | 0 | 0 | 0 | 0 | NM60/1000 | NEG MICON | 7 | 17.5 | 23 | 6 | 2.5 | 0 | 0 | 0 | 0 | 0 | NM60/1000 | NEG MICON | 19 | 133 | 161 | 0 | 0 | 3 | 0 | 0 | 0 | 0 | NM60/1000 | NEG MICON | 139 | 240 | 55 | 69 | 99 | 17 | 0 | 0 | 0 | 0
4 | 2 | 0 | 1 | 0 | 1 | 0 | 0 | 0 | NM64c/1500 | NEG MICON | 7 | 19 | 29.5 | 0 | 0 | 0 | 0 | 0 | 0 | 0 | NM64c/1500 | NEG MICON | 14 | 127 | 190 | 22 | 131 | 158 | 0 | 0 | 0 | 0 | NM64c/1500 | NEG MICON | 12 | 36 | 8 | 9 | 20 | 1 | 0 | 0 | 0 | 0
5 | 2 | 1 | 0 | 0 | 0 | 0 | 0 | 0 | NM72 | NEG MICON | 7.5 | 28 | 32 | 6.5 | 4.5 | 5 | 0 | 0 | 0 | 0 | NM72 | NEG MICON | 13 | 305 | 380 | 0 | 0 | 0 | 0 | 0 | 0 | 0 | NM72 | NEG MICON | 118 | 209 | 35 | 77 | 91 | 12 | 0 | 0 | 0 | 0
6 | 2 | 0 | 1 | 1 | 0 | 1 | 0 | 0 | NM82 | NEG MICON | 9.5 | 27.5 | 33 | 2 | 2.5 | 0 | 0 | 0 | 0 | 0 | NM82 | NEG MICON | 21 | 290 | 314 | 87 | 62 | 0 | 0 | 0 | 0 | 0 | NM82 | NEG MICON | 44 | 225 | 111 | 31 | 40 | 51 | 0 | 0 | 0 | 0
7 | 2 | 0 | 0 | 0 | 0 | 0 | 0 | 0 | SDD 100-2.7 MW | Schuler | 0 | 0 | 31 | 0 | 0 | 0 | 0 | 0 | 0 | 0 | SDD 100-2.7 MW | Schuler | 0 | 0 | 10 | 0 | 0 | 0 | 0 | 0 | 0 | 0 | SDD 100-2.7 MW | Schuler | 0 | 0 | 1 | 0 | 0 | 0 | 0 | 0 | 0 | 0
8 | 2 | 0 | 1 | 0 | 1 | 0 | 0 | 0 | AN Bonus 1000 | Siemens | 0 | 23 | 35.5 | 0.5 | 0 | 0 | 0 | 0 | 0 | 0 | AN Bonus 1000 | Siemens | 0 | 244 | 638 | 0 | 0 | 0 | 0 | 0 | 0 | 0 | AN Bonus 1000 | Siemens | 0 | 90 | 63 | 5 | 0 | 20 | 0 | 0 | 0 | 0
9 | 2 | 0 | 0 | 1 | 0 | 0 | 0 | 0 | AN Bonus 1300 | Siemens | 0 | 23 | 35.5 | 5 | 0 | 0 | 0 | 0 | 5.5 | 0 | AN Bonus 1300 | Siemens | 0 | 280 | 748 | 0 | 0 | 5 | 0 | 0 | 72 | 0 | AN Bonus 1300 | Siemens | 16 | 394 | 254 | 99 | 0 | 33 | 0 | 0 | 4 | 0
10 | 2 | 1 | 1 | 0 | 0 | 0 | 1 | 0 | AN Bonus 300 | Siemens | 0 | 9 | 12.5 | 0 | 0 | 3 | 0 | 0 | 0 | 0 | AN Bonus 300 | Siemens | 0 | 21 | 114 | 0 | 0 | 0 | 0 | 0 | 0 | 0 | AN Bonus 300 | Siemens | 0 | 8 | 5 | 0 | 0 | 3 | 0 | 0 | 0 | 0
11 | 2 | 0 | 0 | 0 | 0 | 0 | 0 | 0 | AN Bonus 450 | Siemens | 0 | 10 | 18 | 0 | 0 | 0 | 0 | 0 | 0 | 0 | AN Bonus 450 | Siemens | 0 | 58 | 76 | 0 | 0 | 54 | 0 | 0 | 0 | 0 | AN Bonus 450 | Siemens | 0 | 31 | 18 | 0 | 0 | 15 | 0 | 0 | 0 | 0
12 | 2 | 0 | 1 | 1 | 1 | 1 | 0 | 0 | AN Bonus 600 | Siemens | 0 | 13 | 21 | 0 | 0 | 0 | 0 | 0 | 0 | 0 | AN Bonus 600 | Siemens | 0 | 111 | 277 | 36 | 0 | 0 | 0 | 0 | 0 | 0 | AN Bonus 600 | Siemens | 0 | 68 | 37 | 1 | 0 | 31 | 0 | 0 | 7 | 0
13 | 2 | 0 | 0 | 0 | 0 | 0 | 0 | 0 | AN Bonus 2000 | Siemens | 1 | 1 | 1 | 1 | 1 | 1 | 1 | 1 | 1 | 1 | An Bonus 2000 | Siemens | 1 | 1 | 1 | 1 | 1 | 1 | 1 | 1 | 1 | 1 | AN Bonus 2000 | 1 | 1 | 1 | 1 | 1 | 1 | 1 | 1 | 1 | 1 | 1
14 | 2 | 0 | 1 | 0 | 0 | 0 | 0 | 0 | SWT-2.3-82 (CS) | Siemens | 0 | 0 | 70 | 0 | 0 | 2 | 0 | 0 | 16 | 0 | SWT-2.3-82 (CS) | Siemens | 0 | 0 | 756 | 0 | 0 | 95 | 0 | 0 | 0 | 0 | SWT-2.3-82 (CS) | Siemens | 0 | 0 | 9 | 0 | 0 | 4 | 0 | 0 | 3 | 0
15 | 2 | 1 | 0 | 1 | 0 | 0 | 0 | 0 | SWT-2.3-93 VS | Siemens | 0 | 0 | 70 | 0 | 0 | 0 | 0 | 0 | 0 | 0 | SWT-2.3-93 VS | Siemens | 0 | 0 | 512 | 0 | 0 | 0 | 0 | 0 | 0 | 0 | SWT-2.3-93 VS | Siemens | 0 | 0 | 3 | 0 | 0 | 0 | 0 | 0 | 0 | 0
16 | 2 | 0 | 1 | 0 | 1 | 0 | 0 | 0 | V52-850 | Vestas | 10 | 18.5 | 26 | 0 | 0 | 0 | 1.5 | 0 | 5 | 0 | V52-850 | Vestas | 37 | 110 | 295 | 0 | 0 | 0 | 0 | 0 | 8 | 0 | V52-850 | Vestas | 0 | 99 | 46 | 19 | 0 | 0 | 21 | 0 | 6 | 0
17 | 2 | 0 | 0 | 0 | 0 | 0 | 0 | 0 | V66-1.65 RCC | Vestas | 12.5 | 25 | 31 | 6.5 | 0 | 0 | 12.5 | 0 | 0 | 0 | V66-1.65 RCC | Vestas | 49 | 130 | 410 | 0 | 0 | 0 | 0 | 0 | 0 | 0 | V66-1.65 RCC | Vestas | 1 | 23 | 18 | 2 | 0 | 0 | 3 | 0 | 0 | 0
18 | 2 | 0 | 1 | 1 | 0 | 1 | 0 | 0 | V66-1.75 VCS | Vestas | 10.5 | 28 | 34 | 0 | 0 | 0 | 2 | 0 | 0 | 0 | V66-1.75 VCS | Vestas | 52 | 138 | 448 | 0 | 0 | 0 | 0 | 0 | 0 | 0 | V66-1.75 VCS | Vestas | 10 | 31 | 20 | 4 | 0 | 0 | 9 | 0 | 0 | 0
19 | 2 | 0 | 0 | 0 | 0 | 0 | 0 | 0 | V80-2.0 Mk1 - 5 | Vestas | 11 | 27 | 38 | 2.5 | 0 | 0 | 1 | 0 | 0 | 0 | V80-2.0 Mk1 - 5 | Vestas | 51 | 157 | 438 | 2 | 0 | 0 | 0 | 0 | 0 | 0 | V80-2.0 Mk1 - 5 | Vestas | 329 | 114 | 255 | 98 | 0 | 0 | 52 | 0 | 0 | 0
20 | 2 | 1 | 1 | 0 | 1 | 0 | 1 | 1 | V90-2.0 Mk1 - 5 | Vestas | 12 | 27 | 39 | 3 | 0 | 0 | 0 | 0 | 0 | 0 | V90-2.0 Mk1 - 5 | Vestas | 57 | 199 | 512 | 0 | 0 | 0 | 38 | 0 | 0 | 0 | V90-2.0 Mk1 - 5 | Vestas | 247 | 453 | 248 | 90 | 0 | 0 | 104 | 0 | 0 | 1
21 | 2 | 0 | 0 | 1 | 0 | 0 | 0 | 0 | V90-2.0 Mk7 | Vestas | 0 | 29.5 | 39.5 | 4.5 | 0 | 0 | 0 | 0 | 0 | 0 | V90-2.0 Mk7 | Vestas | 0 | 169 | 629 | 0 | 171 | 0 | 0 | 0 | 0 | 0 | V90-2.0 Mk7 | Vestas | 0 | 43 | 29 | 4 | 13 | 0 | 0 | 0 | 0 | 0
22 | 2 | 0 | 1 | 0 | 0 | 0 | 0 | 0 | V90-2.0 Mk8 | Vestas | 0 | 30 | 42.5 | 29 | 9.5 | 0 | 1.5 | 0 | 0 | 0 | V90-2.0 Mk8 | Vestas | 0 | 161 | 339 | 2135 | 675 | 0 | 490 | 0 | 0 | 0 | V90-2.0 Mk8 | Vestas | 0 | 16 | 12 | 1 | 1 | 0 | 4 | 0 | 0 | 0
23 | 2 | 0 | 0 | 0 | 0 | 0 | 0 | 0 | 3.2M114 | Senvion | 0 | 42 | 69 | 16 | 31 | 10 | 6 | 4 | 27 | 0 | 3.2M114 | Senvion | 0 | 852 | 3852 | 1100 | 0 | 9250 | 0 | 1300 | 6850 | 0 | 3.2M114 | Senvion | 0 | 0 | 0 | 0 | 0 | 0 | 0 | 0 | 0 | 0
24 | 2 | 0 | 1 | 1 | 1 | 1 | 0 | 0 | 3.4M104 | Senvion | 0 | 42 | 69 | 16 | 31 | 10 | 6 | 4 | 27 | 0 | 3.4M104 | Senvion | 0 | 852 | 3852 | 1100 | 0 | 9250 | 0 | 1300 | 6850 | 0 | 3.4M104 | Senvion | 0 | 0 | 0 | 0 | 0 | 0 | 0 | 0 | 0 | 0
25 | 2 | 1 | 0 | 0 | 0 | 0 | 0 | 0 | 3.4M122 | Senvion | 0 | 42 | 69 | 16 | 31 | 10 | 6 | 4 | 27 | 0 | 3.4M122 | Senvion | 0 | 852 | 3852 | 1100 | 0 | 9250 | 0 | 1300 | 6850 | 0 | 3.4M122 | Senvion | 0 | 0 | 0 | 0 | 0 | 0 | 0 | 0 | 0 | 0
26 | 2 | 0 | 1 | 0 | 0 | 0 | 0 | 0 | 3.4M140 | Senvion | 0 | 42 | 69 | 16 | 31 | 10 | 6 | 4 | 27 | 0 | 3.4M140 | Senvion | 0 | 852 | 3852 | 1100 | 0 | 9250 | 0 | 1300 | 6850 | 0 | 3.4M140 | Senvion | 0 | 0 | 0 | 0 | 0 | 0 | 0 | 0 | 0 | 0
27 | 2 | 0 | 0 | 1 | 0 | 0 | 0 | 0 | 3.6M114 | Senvion | 0 | 42 | 69 | 16 | 31 | 10 | 6 | 4 | 27 | 0 | 3.6M114 | Senvion | 0 | 852 | 3852 | 1100 | 0 | 9250 | 0 | 1300 | 6850 | 0 | 3.6M114 | Senvion | 0 | 0 | 0 | 0 | 0 | 0 | 0 | 0 | 0 | 0
28 | 2 | 0 | 1 | 0 | 1 | 0 | 0 | 0 | 3.2M122 | Senvion | 0 | 42 | 69 | 16 | 31 | 10 | 6 | 4 | 27 | 0 | 3.2M122 | Senvion | 0 | 852 | 3852 | 1100 | 0 | 9250 | 0 | 1300 | 6850 | 0 | 3.2M122 | Senvion | 0 | 0 | 0 | 0 | 0 | 0 | 0 | 0 | 0 | 0
29 | 2 | 0 | 0 | 0 | 0 | 0 | 0 | 0 | 3.6M140 | Senvion | 0 | 42 | 69 | 16 | 31 | 10 | 6 | 4 | 27 | 0 | 3.6M140 | Senvion | 0 | 852 | 3852 | 1100 | 0 | 9250 | 0 | 1300 | 6850 | 0 | 3.6M140 | Senvion | 0 | 0 | 0 | 0 | 0 | 0 | 0 | 0 | 0 | 0
30 | 2 | 1 | 1 | 1 | 0 | 1 | 1 | 0 | FL2500/100 | Fuhrländer | 0 | 70.5 | 81.5 | 37 | 0 | 0 | 0 | 0 | 0 | 0 | FL2500/100 | Fuhrländer | 0 | 900 | 900 | 0 | 0 | 0 | 0 | 0 | 0 | 0 | FL2500/100 | Fuhrländer | 0 | 0 | 0 | 0 | 0 | 0 | 0 | 0 | 0 | 0
[9 empty] | FL2500/104 | Fuhrländer | 0 | 70.5 | 81.5 | 37 | 0 | 0 | 0 | 0 | 0 | 0 | FL2500/104 | Fuhrländer | 0 | 900 | 900 | 0 | 0 | 0 | 0 | 0 | 0 | 0 | FL2500/104 | Fuhrländer | 0 | 0 | 0 | 0 | 0 | 0 | 0 | 0 | 0 | 0
[9 empty] | FL2500/80 | Fuhrländer | 0 | 70.5 | 81.5 | 37 | 0 | 0 | 0 | 0 | 0 | 0 | FL2500/80 | Fuhrländer | 0 | 900 | 900 | 0 | 0 | 0 | 0 | 0 | 0 | 0 | FL2500/80 | Fuhrländer | 0 | 0 | 0 | 0 | 0 | 0 | 0 | 0 | 0 | 0
Personel Costs | Man hours | Material Costs | Hourly Rate | Frequency | Costs/contract duration/ Man hours | Costs/year/ Manhours | Costs/contract duration / Material Costs | Costs/year/Material Costs | FL2500/90 | Fuhrländer | 0 | 70.5 | 81.5 | 37 | 0 | 0 | 0 | 0 | 0 | 0 | FL2500/90 | Fuhrländer | 0 | 900 | 900 | 0 | 0 | 0 | 0 | 0 | 0 | 0 | FL2500/90 | Fuhrländer | 0 | 0 | 0 | 0 | 0 | 0 | 0 | 0 | 0 | 0
Typ 1 | 1 | 1 | 30 | 10 | 300 | 60 | 10 | 2 | FL70 | Fuhrländer | 0 | 33.5 | 47 | 60 | 0 | 0 | 0 | 0 | 0 | 0 | FL70 | Fuhrländer | 0 | 600 | 600 | 2500 | 0 | 0 | 0 | 0 | 0 | 0 | FL70 | Fuhrländer | 0 | 0 | 0 | 0 | 0 | 0 | 0 | 0 | 0 | 0
Type 2 Maintenance | 1 | 1 |  | 5 | 150 | 30 | 5 | 1 | FL77 | Fuhrländer | 0 | 33.5 | 47 | 60 | 0 | 0 | 0 | 0 | 0 | 0 | FL77 | Fuhrländer | 0 | 600 | 600 | 2500 | 0 | 0 | 0 | 0 | 0 | 0 | FL77 | Fuhrländer | 0 | 0 | 0 | 0 | 0 | 0 | 0 | 0 | 0 | 0
Type 3 Maintenance | 1 | 1 |  | 5 | 150 | 30 | 5 | 1 | MD70 | Senvion | 0 | 33.5 | 47 | 60 | 0 | 0 | 0 | 0 | 0 | 0 | MD70 | Senvion | 0 | 600 | 600 | 2500 | 0 | 0 | 0 | 0 | 0 | 0 | MD70 | Senvion | 0 | 0 | 0 | 0 | 0 | 0 | 0 | 0 | 0 | 0
Type 4 Maintenance | 1 | 1 |  | 1 | 30 | 6 | 1 | 0.2 | MD77 | Senvion | 0 | 33.5 | 47 | 60 | 0 | 0 | 0 | 0 | 0 | 0 | MD77 | Senvion | 0 | 600 | 600 | 2500 | 0 | 0 | 0 | 0 | 0 | 0 | MD77 | Senvion | 0 | 0 | 0 | 0 | 0 | 0 | 0 | 0 | 0 | 0
2Y-Maintenance | 1 | 1 |  | 3 | 90 | 18 | 3 | 0.6 | MM100 | Senvion | 0 | 31.5 | 46 | 60 | 0 | 0 | 0 | 0 | 0 | 0 | MM100 | Senvion | 0 | 725 | 725 | 3000 | 0 | 0 | 0 | 0 | 0 | 0 | MM100 | Senvion | 0 | 0 | 0 | 0 | 0 | 0 | 0 | 0 | 0 | 0
3Y-Maintenance | 1 | 1 |  | 2 | 60 | 12 | 2 | 0.4 | MM82 | Senvion | 0 | 31.5 | 46 | 60 | 0 | 0 | 0 | 0 | 0 | 0 | MM82 | Senvion | 0 | 725 | 725 | 3000 | 0 | 0 | 0 | 0 | 0 | 0 | MM82 | Senvion | 0 | 0 | 0 | 0 | 0 | 0 | 0 | 0 | 0 | 0
4Y-Maintenance | 1 | 1 |  | 1 | 30 | 6 | 1 | 0.2 | MM92 | Senvion | 0 | 31.5 | 46 | 60 | 0 | 0 | 0 | 0 | 0 | 0 | MM92 | Senvion | 0 | 725 | 725 | 3000 | 0 | 0 | 0 | 0 | 0 | 0 | MM92 | Senvion | 0 | 0 | 0 | 0 | 0 | 0 | 0 | 0 | 0 | 0
6Y-Maintenance | 1 | 1 |  | 1 | 30 | 6 | 1 | 0.2 | N100 | Nordex | 0 | 41 | 50 | 71 | 0 | 0 | 0 | 0 | 0 | 0 | N100 | Nordex | 0 | 550 | 550 | 9400 | 0 | 0 | 0 | 0 | 0 | 0 | N100 | Nordex | 0 | 0 | 0 | 0 | 0 | 0 | 0 | 0 | 0 | 0
10Y-Maintenance | 1 | 1 |  | 1 | 30 | 6 | 1 | 0.2 | N117/2400 | Nordex | 0 | 41 | 50 | 71 | 0 | 0 | 0 | 0 | 0 | 0 | N117/2400 | Nordex | 0 | 550 | 550 | 9400 | 0 | 0 | 0 | 0 | 0 | 0 | N117/2400 | Nordex | 0 | 0 | 0 | 0 | 0 | 0 | 0 | 0 | 0 | 0
20Y-Maintenance | 1 | 1 |  | 0 | 0 | 0 | 0 | 0 | N117/3000 | Nordex | 0 | 41 | 50 | 71 | 0 | 0 | 0 | 0 | 0 | 0 | N117/3000 | Nordex | 0 | 550 | 550 | 9400 | 0 | 0 | 0 | 0 | 0 | 0 | N117/3000 | Nordex | 0 | 0 | 0 | 0 | 0 | 0 | 0 | 0 | 0 | 0
SUMME |  |  |  |  | 870 | 174 | 29 | 5.8 | N60 | Nordex | 0 | 21 | 30.5 | 0 | 0 | 0 | 0 | 0 | 0 | 0 | N60 | Nordex | 0 | 250 | 250 | 2000 | 0 | 0 | 0 | 0 | 0 | 0 | N60 | Nordex | 0 | 0 | 0 | 0 | 0 | 0 | 0 | 0 | 0 | 0
Type |  | AN Bonus 2000 | [6 empty] | N80 | Nordex | 0 | 40 | 51 | 59 | 0 | 0 | 0 | 0 | 0 | 0 | N80 | Nordex | 0 | 550 | 550 | 9400 | 0 | 0 | 0 | 0 | 0 | 0 | N80 | Nordex | 0 | 0 | 0 | 0 | 0 | 0 | 0 | 0 | 0 | 0
Contract Duration |  | 5 | [6 empty] | N90/2300 | Nordex | 0 | 40 | 51 | 59 | 0 | 0 | 0 | 0 | 0 | 0 | N90/2300 | Nordex | 0 | 550 | 550 | 9400 | 0 | 0 | 0 | 0 | 0 | 0 | N90/2300 | Nordex | 0 | 0 | 0 | 0 | 0 | 0 | 0 | 0 | 0 | 0
Age WTG in Years |  | 5 | [6 empty] | N90/2500 | Nordex | 0 | 40 | 51 | 59 | 0 | 0 | 0 | 0 | 0 | 0 | N90/2500 | Nordex | 0 | 550 | 550 | 9400 | 0 | 0 | 0 | 0 | 0 | 0 | N90/2500 | Nordex | 0 | 0 | 0 | 0 | 0 | 0 | 0 | 0 | 0 | 0
Age WTG end of Contract |  | 10 | [6 empty] | S70 | Nordex | 0 | 42.5 | 59 | 60 | 0 | 0 | 0 | 0 | 0 | 0 | S70 | Nordex | 0 | 600 | 600 | 2500 | 0 | 0 | 0 | 0 | 0 | 0 | S70 | Nordex | 0 | 0 | 0 | 0 | 0 | 0 | 0 | 0 | 0 | 0
kmh |  | 72 | [6 empty] | S77 | Nordex | 0 | 42.5 | 59 | 60 | 0 | 0 | 0 | 0 | 0 | 0 | S77 | Nordex | 0 | 600 | 600 | 2500 | 0 | 0 | 0 | 0 | 0 | 0 | S77 | Nordex | 0 | 0 | 0 | 0 | 0 | 0 | 0 | 0 | 0 | 0
[9 empty] | 3.4M114 | Senvion | 0 | 42 | 69 | 16 | 31 | 10 | 6 | 4 | 27 | 0 | 3.4M114 | Senvion | 0 | 852 | 3852 | 1100 | 0 | 9250 | 0 | 1300 | 6850 | 0 | 3.4M114 | Senvion | 0 | 0 | 0 | 0 | 0 | 0 | 0 | 0 | 0 | 0
[9 empty] | N131/3000 | Nordex | 0 | 41 | 50 | 71 | 0 | 0 | 0 | 0 | 0 | 0 | N131/3000 | Nordex | 0 | 550 | 550 | 9400 | 0 | 0 | 0 | 0 | 0 | 0 | N131/3000 | Nordex | 0 | 0 | 0 | 0 | 0 | 0 | 0 | 0 | 0 | 0
[9 empty] | N131/3300 | Nordex | 0 | 41 | 50 | 71 | 0 | 0 | 0 | 0 | 0 | 0 | N131/3300 | Nordex | 0 | 550 | 550 | 9400 | 0 | 0 | 0 | 0 | 0 | 0 | N131/3300 | Nordex | 0 | 0 | 0 | 0 | 0 | 0 | 0 | 0 | 0 | 0
[9 empty] | N131/3600 | Nordex | 0 | 41 | 50 | 71 | 0 | 0 | 0 | 0 | 0 | 0 | N131/3600 | Nordex | 0 | 550 | 550 | 9400 | 0 | 0 | 0 | 0 | 0 | 0 | N131/3600 | Nordex | 0 | 0 | 0 | 0 | 0 | 0 | 0 | 0 | 0 | 0
[9 empty] | N117/3600 | Nordex | 0 | 41 | 50 | 71 | 0 | 0 | 0 | 0 | 0 | 0 | N117/3600 | Nordex | 0 | 550 | 550 | 9400 | 0 | 0 | 0 | 0 | 0 | 0 | N117/3600 | Nordex | 0 | 0 | 0 | 0 | 0 | 0 | 0 | 0 | 0 | 0
[9 empty] | 3.4M114 | Senvion | 0 | 42 | 69 | 16 | 31 | 10 | 6 | 4 | 27 | 0 | 3.4M114 | Senvion | 0 | 852 | 3852 | 1100 | 0 | 9250 | 0 | 1300 | 6850 | 0 | 3.4M114 | Senvion | 0 | 0 | 0 | 0 | 0 | 0 | 0 | 0 | 0 | 0
[9 empty] | 3.7M144 | Senvion | 0 | 42 | 69 | 16 | 31 | 10 | 6 | 4 | 27 | 0 | 3.7M144 | Senvion | 0 | 852 | 3852 | 1100 | 0 | 9250 | 0 | 1300 | 6850 | 0 | 3.7M144 | Senvion | 0 | 0 | 0 | 0 | 0 | 0 | 0 | 0 | 0 | 0
[9 empty] | E-48 | Enercon | 0 | 5 | 19 | 0 | 23 | 0 | 4 | 0 | 0 | 0 | E-48 | Enercon | 0 | 510 | 1220 | 0 | 1220 | 0 | 4 | 0 | 0 | 0 | E-48 | Enercon | 0 | 0 | 0 | 0 | 0 | 0 | 0 | 0 | 0 | 0
[9 empty] | E-53 | Enercon | 0 | 5 | 19 | 0 | 23 | 0 | 4 | 0 | 0 | 0 | E-53 | Enercon | 0 | 510 | 1220 | 0 | 1220 | 0 | 4 | 0 | 0 | 0 | E-53 | Enercon | 0 | 0 | 0 | 0 | 0 | 0 | 0 | 0 | 0 | 0
[9 empty] | E-58/10.58 | Enercon | 0 | 9 | 29 | 0 | 33 | 0 | 4 | 0 | 0 | 0 | E-58/10.58 | Enercon | 0 | 610 | 950 | 0 | 950 | 0 | 4 | 0 | 0 | 0 | E-58/10.58 | Enercon | 0 | 0 | 0 | 0 | 0 | 0 | 0 | 0 | 0 | 0
[9 empty] | E-66 | Enercon | 0 | 9 | 29 | 0 | 33 | 0 | 4 | 0 | 0 | 0 | E-66 | Enercon | 0 | 610 | 950 | 0 | 950 | 0 | 4 | 0 | 0 | 0 | E-66 | Enercon | 0 | 0 | 0 | 0 | 0 | 0 | 0 | 0 | 0 | 0
[9 empty] | E-66/18.70 (E-70) | Enercon | 0 | 9 | 29 | 0 | 33 | 0 | 4 | 0 | 0 | 0 | E-66/18.70 (E-70) | Enercon | 0 | 610 | 950 | 0 | 950 | 0 | 4 | 0 | 0 | 0 | E-66/18.70 (E-70) | Enercon | 0 | 0 | 0 | 0 | 0 | 0 | 0 | 0 | 0 | 0
[9 empty] | E-66/20.70 (E-70) | Enercon | 0 | 9 | 29 | 0 | 33 | 0 | 4 | 0 | 0 | 0 | E-66/20.70 (E-70) | Enercon | 0 | 610 | 950 | 0 | 950 | 0 | 4 | 0 | 0 | 0 | E-66/20.70 (E-70) | Enercon | 0 | 0 | 0 | 0 | 0 | 0 | 0 | 0 | 0 | 0
[9 empty] | E-70 E4 (E-78) | Enercon | 0 | 8 | 30 | 0 | 36 | 0 | 6 | 0 | 0 | 0 | E-70 E4 (E-78) | Enercon | 0 | 455 | 875 | 0 | 875 | 0 | 6 | 0 | 0 | 0 | E-70 E4 (E-78) | Enercon | 0 | 0 | 0 | 0 | 0 | 0 | 0 | 0 | 0 | 0
[9 empty] | E-82 | Enercon | 0 | 8 | 33 | 0 | 39 | 0 | 6 | 0 | 0 | 0 | E-82 | Enercon | 0 | 455 | 875 | 0 | 875 | 0 | 6 | 0 | 0 | 0 | E-82 | Enercon | 0 | 0 | 0 | 0 | 0 | 0 | 0 | 0 | 0 | 0
[9 empty] | E-82 E2 2.000 | Enercon | 0 | 8 | 33 | 0 | 39 | 0 | 6 | 0 | 0 | 0 | E-82 E2 2.000 | Enercon | 0 | 455 | 875 | 0 | 875 | 0 | 6 | 0 | 0 | 0 | E-82 E2 2.000 | Enercon | 0 | 0 | 0 | 0 | 0 | 0 | 0 | 0 | 0 | 0
[9 empty] | E-82 E2 2.300 | Enercon | 0 | 8 | 33 | 0 | 39 | 0 | 6 | 0 | 0 | 0 | E-82 E2 2.300 | Enercon | 0 | 455 | 875 | 0 | 875 | 0 | 6 | 0 | 0 | 0 | E-82 E2 2.300 | Enercon | 0 | 0 | 0 | 0 | 0 | 0 | 0 | 0 | 0 | 0
[9 empty] | E-82 E3 3.000 | Enercon | 0 | 8 | 33 | 0 | 39 | 0 | 6 | 0 | 0 | 0 | E-82 E3 3.000 | Enercon | 0 | 455 | 875 | 0 | 875 | 0 | 6 | 0 | 0 | 0 | E-82 E3 3.000 | Enercon | 0 | 0 | 0 | 0 | 0 | 0 | 0 | 0 | 0 | 0
[9 empty] | E-82 E4 2.350 | Enercon | 0 | 8 | 33 | 0 | 39 | 0 | 6 | 0 | 0 | 0 | E-82 E4 2.350 | Enercon | 0 | 455 | 875 | 0 | 875 | 0 | 6 | 0 | 0 | 0 | E-82 E4 2.350 | Enercon | 0 | 0 | 0 | 0 | 0 | 0 | 0 | 0 | 0 | 0
[9 empty] | E-82 E4 3.000 | Enercon | 0 | 8 | 33 | 0 | 39 | 0 | 6 | 0 | 0 | 0 | E-82 E4 3.000 | Enercon | 0 | 455 | 875 | 0 | 875 | 0 | 6 | 0 | 0 | 0 | E-82 E4 3.000 | Enercon | 0 | 0 | 0 | 0 | 0 | 0 | 0 | 0 | 0 | 0
[9 empty] | E-92 | Enercon | 0 | 8 | 33 | 0 | 39 | 0 | 6 | 0 | 0 | 0 | E-92 | Enercon | 0 | 455 | 875 | 0 | 875 | 0 | 6 | 0 | 0 | 0 | E-92 | Enercon | 0 | 0 | 0 | 0 | 0 | 0 | 0 | 0 | 0 | 0
[9 empty] | E-101 3.050 | Enercon | 0 | 10 | 44 | 0 | 53 | 0 | 9 | 0 | 0 | 0 | E-101 3.050 | Enercon | 0 | 560 | 1325 | 0 | 1325 | 0 | 9 | 0 | 0 | 0 | E-101 3.050 | Enercon | 0 | 0 | 0 | 0 | 0 | 0 | 0 | 0 | 0 | 0
[9 empty] | E-101 E2 3.050 | Enercon | 0 | 10 | 44 | 0 | 53 | 0 | 9 | 0 | 0 | 0 | E-101 E2 3.050 | Enercon | 0 | 560 | 1325 | 0 | 1325 | 0 | 9 | 0 | 0 | 0 | E-101 E2 3.050 | Enercon | 0 | 0 | 0 | 0 | 0 | 0 | 0 | 0 | 0 | 0
[9 empty] | E-101 E2 3.500 | Enercon | 0 | 10 | 44 | 0 | 53 | 0 | 9 | 0 | 0 | 0 | E-101 E2 3.500 | Enercon | 0 | 560 | 1325 | 0 | 1325 | 0 | 9 | 0 | 0 | 0 | E-101 E2 3.500 | Enercon | 0 | 0 | 0 | 0 | 0 | 0 | 0 | 0 | 0 | 0
[9 empty] | E-115 2.500 | Enercon | 0 | 16 | 53 | 0 | 60 | 0 | 7 | 0 | 0 | 0 | E-115 2.500 | Enercon | 0 | 560 | 1325 | 0 | 1325 | 0 | 7 | 0 | 0 | 0 | E-115 2.500 | Enercon | 0 | 0 | 0 | 0 | 0 | 0 | 0 | 0 | 0 | 0
[9 empty] | E-115 3.000 | Enercon | 0 | 16 | 53 | 0 | 60 | 0 | 7 | 0 | 0 | 0 | E-115 3.000 | Enercon | 0 | 560 | 1325 | 0 | 1325 | 0 | 7 | 0 | 0 | 0 | E-115 3.000 | Enercon | 0 | 0 | 0 | 0 | 0 | 0 | 0 | 0 | 0 | 0
[9 empty] | G52 | Gamesa | 0 | 0 | 0 | 0 | 0 | 0 | 0 | 0 | 0 | 0 | G52 | Gamesa | 0 | 0 | 0 | 0 | 0 | 0 | 0 | 0 | 0 | 0
[9 empty] | G58 | Gamesa | 0 | 0 | 60 | 0 | 0 | 0 | 0 | 0 | 0 | 0 | G58 | Gamesa | 0 | 0 | 800 | 0 | 0 | 0 | 0 | 0 | 0 | 0
[9 empty] | G66 | Gamesa | 0 | 0 | 0 | 0 | 0 | 0 | 0 | 0 | 0 | 0 | G66 | Gamesa | 0 | 0 | 0 | 0 | 0 | 0 | 0 | 0 | 0 | 0
[9 empty] | G80 | Gamesa | 0 | 0 | 0 | 0 | 0 | 0 | 0 | 0 | 0 | 0 | G80 | Gamesa | 0 | 0 | 0 | 0 | 0 | 0 | 0 | 0 | 0 | 0
[9 empty] | G87 | Gamesa | 0 | 0 | 0 | 0 | 0 | 0 | 0 | 0 | 0 | 0 | G87 | Gamesa | 0 | 0 | 0 | 0 | 0 | 0 | 0 | 0 | 0 | 0
[9 empty] | G90 | Gamesa | 0 | 0 | 0 | 0 | 0 | 0 | 0 | 0 | 0 | 0 | G90 | Gamesa | 0 | 0 | 0 | 0 | 0 | 0 | 0 | 0 | 0 | 0
[9 empty] | G97 | Gamesa | 0 | 0 | 0 | 0 | 0 | 0 | 0 | 0 | 0 | 0 | G97 | Gamesa | 0 | 0 | 0 | 0 | 0 | 0 | 0 | 0 | 0 | 0
[9 empty] | G114 | Gamesa | 0 | 0 | 0 | 0 | 0 | 0 | 0 | 0 | 0 | 0 | G114 | Gamesa | 0 | 0 | 0 | 0 | 0 | 0 | 0 | 0 | 0 | 0
Note on AA7: Marianna Thomsen ¦ Vertrieb ¦ Deutsche Windtechnik: Werte müssen noch ausgewertet werden daher lückenfüller
Note on O12: Marianna Thomsen ¦ Vertrieb ¦ Deutsche Windtechnik: Anpassung durch Martin Swat 16.10.18
Note on P18: Marianna Thomsen ¦ Vertrieb ¦ Deutsche Windtechnik: Anpassung durch Martin Swat 16.10.2018

## Unscheduled Maintenance (hidden)
Unscheduled Maintenance
Model | Hersteller | Man hours per year | Material Costs per Year | Anzahl Anfahrten | Anzahl der Ermittelten Daten
NM48/750 | NEG MICON | 50.5 | 2500 | 6 | 107
NM52/900 | NEG MICON | 55.25 | 1500 | 8 | 15
NM60/1000 | NEG MICON | 48.75 | 1500 | 6 | 469
NM64c/1500 | NEG MICON | 40.25 | 1300 | 5 | 85
NM72 | NEG MICON | 67.5 | 2600 | 8 | 575
NM82 | NEG MICON | 59.75 | 2900 | 8 | 730
SDD 100-2.7 MW | Schuler | 0 | 0 | 0 | 0
AN Bonus 1000 | Siemens | 110 | 6000 | 12 | 212
AN Bonus 1300 | Siemens | 78 | 3100 | 8 | 822
AN Bonus 300 | Siemens | 0 | 0 | 0 | 0
AN Bonus 450 | Siemens | 0 | 0 | 0 | 0
AN Bonus 600 | Siemens | 0 | 0 | 0 | 0
AN Bonus 2000 | Siemens | 1 | 1 | 1 | 1
SWT-2.3-82 (CS) | Siemens | 206.75 | 6900 | 19 | 77
SWT-2.3-93 VS | Siemens | 155.25 | 3500 | 11 | 33
V52-850 | Vestas | 67 | 3000 | 8 | 377
V66-1.65 RCC | Vestas | 60.5 | 3100 | 8 | 23
V66-1.75 VCS | Vestas | 74 | 3900 | 7 | 112
V80-2.0 Mk1 - 5 | Vestas | 107 | 5300 | 10 | 4150
V90-2.0 Mk1 - 5 | Vestas | 64 | 3500 | 8 | 3089
V90-2.0 Mk7 | Vestas | 69.5 | 2900 | 8 | 322
V90-2.0 Mk8 | Vestas | 61.75 | 1900 | 6 | 83
3.2M114 | Senvion | 46.5 | 3600 | 7
3.4M104 | Senvion | 46.5 | 3600 | 7 | 0
3.4M122 | Senvion | 46.5 | 3600 | 7 | 0
3.4M140 | Senvion | 46.5 | 3600 | 7 | 0
3.6M114 | Senvion | 46.5 | 3600 | 7 | 0
3.2M122 | Senvion | 46.5 | 3600 | 7 | 0
3.6M140 | Senvion | 46.5 | 3600 | 7 | 0
FL2500/100 | Fuhrländer | 135 | 8000 | 15 | 0
FL2500/104 | Fuhrländer | 135 | 8000 | 15 | 0
FL2500/80 | Fuhrländer | 135 | 8000 | 15 | 0
FL2500/90 | Fuhrländer | 135 | 8000 | 15 | 0
FL70 | Fuhrländer | 57.5 | 4400 | 10 | 0
FL77 | Fuhrländer | 57.5 | 4400 | 10 | 0
MD70 | Senvion | 57.5 | 4400 | 10 | 0
MD77 | Senvion | 57.5 | 4400 | 10 | 0
MM100 | Senvion | 65 | 5500 | 10 | 0
MM82 | Senvion | 57.5 | 5000 | 10 | 0
MM92 | Senvion | 65 | 5500 | 10 | 0
N100 | Nordex | 80 | 5500 | 10 | 0
N117/2400 | Nordex | 80 | 5500 | 10 | 0
N117/3000 | Nordex | 80 | 5500 | 10 | 0
N117/3600 | Nordex | 80 | 5500 | 10 | 0
N60 | Nordex | 40 | 3000 | 7 | 0
N80 | Nordex | 100 | 7500 | 10 | 0
N90/2300 | Nordex | 100 | 7500 | 10 | 0
N90/2500 | Nordex | 80 | 7500 | 10 | 0
S70 | Nordex | 57.5 | 4400 | 10 | 0
S77 | Nordex | 57.5 | 4400 | 10 | 0
3.4M114 | Senvion | 46.5 | 3600 | 7 | 0
N131/3000 | Nordex | 80 | 7500 | 10 | 0
N131/3300 | Nordex | 80 | 7500 | 10 | 0
N131/3600 | Nordex | 80 | 7500 | 10 | 0
3.4M114 | Senvion | 46.5 | 3600 | 7 | 0
3.7M144 | Senvion | 46.5 | 3600 | 7 | 0
E-48 | Enercon | 14 | 2500 | 1 | 0
E-53 | Enercon | 14 | 2500 | 1 | 0
E-58/10.58 | Enercon | 28 | 4000 | 2 | 0
E-66 | Enercon | 28 | 4000 | 2 | 0
E-66/18.70 (E-70) | Enercon | 28 | 4000 | 2 | 0
E-66/20.70 (E-70) | Enercon | 28 | 4000 | 2 | 0
E-70 E4 (E-78) | Enercon | 28 | 4000 | 2 | 0
E-82 | Enercon | 28 | 4000 | 2 | 0
E-82 E2 2.000 | Enercon | 28 | 4000 | 2 | 0
E-82 E2 2.300 | Enercon | 28 | 4000 | 2 | 0
E-82 E3 3.000 | Enercon | 28 | 4000 | 2 | 0
E-82 E4 2.350 | Enercon | 28 | 4000 | 2 | 0
E-82 E4 3.000 | Enercon | 28 | 4000 | 2 | 0
E-92 | Enercon | 28 | 4000 | 2 | 0
E-101 3.050 | Enercon | 56 | 8000 | 4 | 0
E-101 E2 3.050 | Enercon | 56 | 8000 | 4 | 0
E-101 E2 3.500 | Enercon | 56 | 8000 | 4 | 0
E-115 2.500 | Enercon | 56 | 8000 | 4 | 0
E-115 3.000 | Enercon | 56 | 8000 | 4 | 0
G52 | Gamesa | 0 | 0 | 0 | 0
G58 | Gamesa | 60 | 2500 | 0 | 0
G66 | Gamesa | 0 | 0 | 0 | 0
G80 | Gamesa | 0 | 0 | 0 | 0
G87 | Gamesa | 0 | 0 | 0 | 0
G90 | Gamesa | 0 | 0 | 0 | 0
G97 | Gamesa | 0 | 0 | 0 | 0
G114 | Gamesa | 0 | 0 | 0 | 0
Note on F4: Marianna Thomsen ¦ Vertrieb ¦ Deutsche Windtechnik: Ausgedachte werte

## Main Component (hidden)
Material Costs Main Component | [7 empty] | Man hours Main Component | [8 empty] | Component Weight in t | [9 empty] | Cranedays | [9 empty] | Is a Disassembly of the rotor necessary to replace the Main Component? | [18 empty] | Kranpreismatrix | [11 empty] | Model | Hersteller | Gearbox | Generator | Transformer | Blade Bearing | Yaw Gearbox | Main Bearing & Shaft
[68 empty] | NM48/750 | NEG MICON | 0 | 0 | 0 | 0 | 0 | 3
Model | Hersteller | Gearbox | Generator | Transformer | Blade Bearing | Yaw Gearbox | Main Bearing & Shaft | Model | Hersteller | Gearbox | Generator | Transformer | Blade Bearing | Yaw Gearbox | Main Bearing & Shaft | Blade Repair | Model | Hersteller | Gearbox | Generator | Transformer | Blade Bearing | Yaw Gearbox | Main Bearing & Shaft | Rotor | Blade | Model | Hersteller | Gearbox | Generator | Transformer | Blade Bearing | Yaw Gearbox | Main Bearing & Shaft | Rotor | Blade | Model | Hersteller | Gearbox | Generator | Transformer | Blade Bearing | Yaw Gearbox | Main Bearing & Shaft | Rotor | Blade | Operational Year of Component | Gearbox |  | Generator |  | Transformer |  | Main Bearing & Shaft |  | Mobilisierungs-/Demobilisierungskosten (AAAA) | [11 empty] | NM52/900 | NEG MICON | 0 | 3 | 0 | 0 | 0 | 9
NM48/750 | NEG MICON | 100000 | 55000 | 32000 | 62000 | 0 | 0 | NM48/750 | NEG MICON | 195 | 85 | 0 | 0 | 25 | 195 | 2450 | NM48/750 | NEG MICON | 5.5 | 3.2 |  |  | 0.2 | 2.8 | 16.5 | 2.3 | NM48/750 | NEG MICON | 2 | 1 |  |  |  | 2 | 2 | 2 | NM48/750 | NEG MICON |  | No |  |  | No | yes | yes | yes |  | average | negative | average | negative | average | negative | average | negative | Höhe [m]/Masse [t] | 65 | 75 | 90 | 100 | 115 | 125 | 135 | 145 | 155 | 165 | 175 | NM60/1000 | NEG MICON | 24 | 7 | 0 | 0 | 6 | 13
NM52/900 | NEG MICON | 58500 | 27500 | 0 | 65000 | 0 | 27500 | NM52/900 | NEG MICON | 185.75 | 85 | 0 | 0 | 25 | 185.75 | 2450 | NM52/900 | NEG MICON | 5.6 | 4.7 |  |  | 0.2 | 3.2 | 16.5 | 2.4 | NM52/900 | NEG MICON | 2 | 1 |  |  |  | 2 | 2 | 2 | NM52/900 | NEG MICON |  | No |  |  | No | yes | yes | yes | 1 | 0 | 0 | 0 | 0 | 0 | 0 | 0 | 0 | 5 | 65: 3813.3333; 75: 7412.075; 90: 12404.3333; 100: 13249.5; 115: 15478.8333; 125: 16984 | NM64c/1500 | NEG MICON | 0 | 2 | 0 | 0 | 1 | 0
NM60/1000 | NEG MICON | 84700 | 30000 | 0 | 0 | 0 | 27930 | NM60/1000 | NEG MICON | 284 | 98.5 | 0 | 0 | 19.75 | 342.75 | 2450 | NM60/1000 | NEG MICON | 7.8 | 5.8 |  |  | 0.2 | 5.2 | 26.5 | 5.2 | NM60/1000 | NEG MICON | 2 | 1 |  |  |  | 2 | 2 | 2 | NM60/1000 | NEG MICON |  | No |  |  | No | yes | yes | yes | 2 | 0 | 0.01 | 0 | 0 | 0 | 0 | 0 | 0 | 10 | 65: 7543.25; 75: 8739.775; 90: 12838.375; 100: 14125.375; 115: 15802.875; 125: 17677 | NM72 | NEG MICON | 15 | 11 | 0 | 0 | 13 | 0
NM64c/1500 | NEG MICON | 48500 | 30000 | 0 | 0 | 0 | 27930 | NM64c/1500 | NEG MICON | 289.5 | 101.25 | 0 | 0 | 44 | 250 | 2450 | NM64c/1500 | NEG MICON | 15 | 5.5 |  |  | 0.25 | 7.8 | 32 | 7.8 | NM64c/1500 | NEG MICON | 2 | 1 |  |  |  | 2 | 2 | 2 | NM64c/1500 | NEG MICON |  | No |  |  | No | yes | yes | yes | 3 | 0 | 0.01 | 0 | 0 | 0 | 0 | 0 | 0 | 15 | 65: 9716.025; 75: 11576.125; 90: 14097.875; 100: 14950.375; 115: 23163.25; 125: 28446.6875 | NM82 | NEG MICON | 3 | 11 | 0 | 4 | 3 | 2
NM72 | NEG MICON | 98500 | 38000 | 0 | 64100 | 0 | 33400 | NM72 | NEG MICON | 350 | 101.5 | 0 | 220 | 25.25 | 350 | 2450 | NM72 | NEG MICON | 17 | 5.5 |  | 1.2 | 0.25 | 9.2 | 43.5 | 9.2 | NM72 | NEG MICON | 2 | 1 |  | 3 |  | 2 | 3 | 3 | NM72 | NEG MICON |  | No |  |  | No | yes | yes | yes | 4 | 0.01 | 0.02 | 0 | 0.01 | 0 | 0.01 | 0 | 0.01 | 30 | 65: 12634.875; 75: 13868.25; 90: 15866.125; 100: 16608.625; 115: 30616.6667; 125: 33660 | SDD 100-2.7 MW | Schuler | 0 | 0 | 0 | 0 | 0 | 0
NM82 | NEG MICON | 105900 | 38000 | 0 | 64100 | 0 | 33400 | NM82 | NEG MICON | 351.5 | 83.75 | 0 | 328.5 | 28.75 | 271 | 2450 | NM82 | NEG MICON | 18 | 8.9 |  | 1.2 | 0.25 | 9.2 | 43.5 | 9.2 | NM82 | NEG MICON | 3 | 1 |  | 3 |  | 2 | 3 | 3 | NM82 | NEG MICON |  | No |  |  | No | yes | yes | yes | 5 | 0.01 | 0.02 | 0 | 0.01 | 0 | 0.01 | 0 | 0.01 | 35 | 65: 13047.375; 75: 14620.375; 90: 15866.125; 100: 27168.625; 115: 32083.3333; 125: 44440 | AN Bonus 1000 | Siemens | 0 | 1 | 0 | 4 | 2 | 4
SDD 100-2.7 MW | Schuler | 0 | 0 | 0 | 0 | 0 | 0 | SDD 100-2.7 MW | Schuler | 0 | 0 | 0 | 0 | 0 | 0 | 2450 | SDD 100-2.7 MW | Schuler | 0 | [7 empty] | SDD 100-2.7 MW | Schuler | [8 empty] | SDD 100-2.7 MW | Schuler | [6 empty] | yes |  | 6 | 0.02 | 0.03 | 0 | 0.01 | 0 | 0.01 | 0 | 0.01 | 50 | 65: 21656.25; 75: 22961.125; 90: 26261.125; 100: 34210; 115: 61985; 125: 63085 | AN Bonus 1300 | Siemens | 9 | 5 | 0 | 4 | 41 | 20
AN Bonus 1000 | Siemens | 59850 | 55000 | 0 | 19000 | 0 | 21500 | AN Bonus 1000 | Siemens | 267 | 60 | 0 | 269.5 | 40 | 176.5 | 2450 | AN Bonus 1000 | Siemens | 9 | 3.8 |  | 1 | 0.2 | 7.6 | 27.5 | 4 | AN Bonus 1000 | Siemens | 2 | 1 |  | 1 |  | 2 | 2 | 2 | AN Bonus 1000 | Siemens | Yes | No |  |  | No | yes | yes | yes | 7 | 0.02 | 0.03 | 0.01 | 0.01 | 0.01 | 0.01 | 0.01 | 0.01 | [12 empty] | AN Bonus 300 | Siemens | 0 | 0 | 0 | 0 | 0 | 0
AN Bonus 1300 | Siemens | 59850 | 61000 | 0 | 19000 | 0 | 34700 | AN Bonus 1300 | Siemens | 311 | 60 | 0 | 227.25 | 40 | 319.75 | 2450 | AN Bonus 1300 | Siemens | 9.75 | 6.8 |  | 1 | 0.2 | 7.6 | 34.5 | 6 | AN Bonus 1300 | Siemens | 2 | 1 |  | 1 |  | 2 | 2 | 2 | AN Bonus 1300 | Siemens | Yes | No |  |  | No | yes | yes | yes | 8 | 0.02 | 0.04 | 0.01 | 0.01 | 0.01 | 0.01 | 0.01 | 0.01 | [12 empty] | AN Bonus 450 | Siemens | 0 | 0 | 0 | 0 | 0 | 0
AN Bonus 300 | Siemens | 59850 | 61000 | 0 | 19000 | 0 | 21500 | AN Bonus 300 | Siemens | 0 | 0 | 0 | 0 | 0 | 0 | 2450 | AN Bonus 300 | Siemens | 0 | [7 empty] | AN Bonus 300 | Siemens |  | 1 |  |  |  | 1 |  |  | AN Bonus 300 | Siemens | Yes | No |  |  | No | yes | yes |  | 9 | 0.03 | 0.04 | 0.01 | 0.01 | 0.01 | 0.01 | 0.01 | 0.01 | [12 empty] | AN Bonus 600 | Siemens | 0 | 7 | 0 | 0 | 1 | 0
AN Bonus 450 | Siemens | 0 | 0 | 0 | 0 | 0 | 0 | AN Bonus 450 | Siemens | 0 | 0 | 0 | 0 | 0 | 0 | 2450 | AN Bonus 450 | Siemens | 3 | 2 | [6 empty] | AN Bonus 450 | Siemens |  | 1 |  |  |  | 1 |  |  | AN Bonus 450 | Siemens | Yes | No |  |  | No | yes | yes |  | 10 | 0.03 | 0.05 | 0.01 | 0.01 | 0.01 | 0.01 | 0.01 | 0.01 | [12 empty] | SWT-2.3-82 (CS) | Siemens | 0 | 0 | 0 | 0 | 0 | 0
AN Bonus 600 | Siemens | 0 | 0 | 0 | 0 | 0 | 0 | AN Bonus 600 | Siemens | 280 | 80 | 0 | 0 | 40 | 0 | 2450 | AN Bonus 600 | Siemens | 3.9 | 3.2 |  |  | 0.2 | 4 | 14 | 3 | AN Bonus 600 | Siemens | 2 | 1 |  |  |  | 1 | 2 | 2 | AN Bonus 600 | Siemens | Yes | No |  |  | No | yes | yes |  | 11 | 0.04 | 0.05 | 0.01 | 0.02 | 0.01 | 0.02 | 0.01 | 0.02 | Kosten Tagessätze | [11 empty] | SWT-2.3-93 VS | Siemens | 0 | 0 | 0 | 0 | 0 | 0
AN Bonus 2000 | Siemens | 98200 | 119200 | 1 | 1 | 1 | 53700 | AN Bonus 2000 | Siemens | 1 | 1 | 1 | 1 | 1 | 1 | 2450 | AN Bonus 2000 | Siemens | 1 | 1 | 1 | 1 | 1 | 1 | 1 | 1 | AN Bonus 2000 | Siemens | 1 | 1 | 1 | 1 | 1 | 1 | 1 | 1 | AN Bonus 2000 | Siemens | [8 empty] | 12 | 0.04 | 0.06 | 0.02 | 0.02 | 0.02 | 0.02 | 0.02 | 0.02 | Höhe [m]/Masse [t] | 65 | 75 | 90 | 100 | 115 | 125 | 135 | 145 | 155 | 165 | 175 | V52-850 | Vestas | 1 | 4 | 0 | 0 | 0 | 0
SWT-2.3-82 (CS) | Siemens | 148000 | 73500 | 0 | 0 | 0 | 58500 | SWT-2.3-82 (CS) | Siemens | 320 | 75 | 0 | 240 | 60 | 340 | 2450 | SWT-2.3-82 (CS) | Siemens | 23.6 | 7 |  | 3 | 0.3 | 18.5 | 55 | 9.5 | SWT-2.3-82 (CS) | Siemens | 2 | 1 |  | 1 |  | 3 |  |  | SWT-2.3-82 (CS) | Siemens |  | No |  |  | No | yes | yes | yes | 13 | 0.04 | 0.06 | 0.02 | 0.02 | 0.02 | 0.02 | 0.02 | 0.02 | 5 | 65: 2310; 75: 2640; 90: 3556.6667; 100: 3520; 115: 3630; 125: 3923.3333 | V66-1.65 RCC | Vestas | 0 | 3 | 0 | 0 | 3 | 0
SWT-2.3-93 VS | Siemens | 148000 | 73500 | 0 | 0 | 0 | 58500 | SWT-2.3-93 VS | Siemens | 320 | 75 | 0 | 240 | 60 | 340 | 2450 | SWT-2.3-93 VS | Siemens | 23.6 | 7 |  | 3 | 0.3 | 18.5 | 60 | 9.5 | SWT-2.3-93 VS | Siemens | 2 | 1 |  | 1 |  | 2 | 2 | 2 | SWT-2.3-93 VS | Siemens |  | No |  |  | No | yes | yes | yes | 14 | 0.04 | 0.07 | 0.02 | 0.02 | 0.02 | 0.02 | 0.02 | 0.02 | 10 | 65: 3080; 75: 3382.5; 90: 3547.5; 100: 4125; 115: 3877.5; 125: 3932.5 | V66-1.75 VCS | Vestas | 0 | 2 | 0 | 0 | 0 | 0
V52-850 | Vestas | 62500 | 39500 | 32000 | 32700 | 0 | 42300 | V52-850 | Vestas | 264.25 | 100 | 0 | 175 | 40 | 340 | 2450 | V52-850 | Vestas | 6 | 4 |  | 0.6 | 0.2 | 6 | 13.5 | 1.7 | V52-850 | Vestas | 1 | 1 |  | 1 |  | 2 | 2 | 2 | V52-850 | Vestas | No | No | No | Yes | No | yes | yes | yes | 15 | 0.05 | 0.07 | 0.02 | 0.02 | 0.02 | 0.02 | 0.02 | 0.02 | 15 | 65: 3547.5; 75: 3657.5; 90: 3808.75; 100: 4125; 115: 4345; 125: 4730 | V80-2.0 Mk1 - 5 | Vestas | 66 | 16 | 8 | 0 | 26 | 0
V66-1.65 RCC | Vestas | 136500 | 65000 | 32000 | 65500 | 0 | 80800 | V66-1.65 RCC | Vestas | 240 | 120 | 165 | 175 | 60.75 | 340 | 2450 | V66-1.65 RCC | Vestas | 14.5 | 5.8 | 6.3 | 1 | 0.2 | 12 | 23 | 4.5 | V66-1.65 RCC | Vestas | 1 | 1 | 1 | 1 |  | 3 | 2 | 2 | V66-1.65 RCC | Vestas | No | No | No | No | No | yes | yes | No | 16 | 0.05 | 0.08 | 0.02 | 0.03 | 0.02 | 0.03 | 0.02 | 0.03 | 30 | 65: 3808.75; 75: 3808.75; 90: 3932.5; 100: 4400; 115: 5060; 125: 5060 | V90-2.0 Mk1 - 5 | Vestas | 44 | 6 | 0 | 0 | 30 | 0
V66-1.75 VCS | Vestas | 136500 | 65000 | 32000 | 65500 | 0 | 80800 | V66-1.75 VCS | Vestas | 298.5 | 120 | 165 | 220 | 40 | 340 | 2450 | V66-1.75 VCS | Vestas | 16.5 | 5.8 | 6.3 | 1 | 0.2 | 12 | 23 | 4.5 | V66-1.75 VCS | Vestas | 1 | 1 | 1 | 1 |  | 3 | 2 | 2 | V66-1.75 VCS | Vestas | No | No | No | No | No | yes | yes | No | 17 | 0.05 | 0.08 | 0.025 | 0.03 | 0.025 | 0.03 | 0.025 | 0.03 | 35 | 65: 3808.75; 75: 3808.75; 90: 3932.5; 100: 4400; 115: 5060; 125: 5885 | V90-2.0 Mk7 | Vestas | 0 | 0 | 0 | 0 | 0 | 0
V80-2.0 Mk1 - 5 | Vestas | 100000 | 65000 | 32000 | 62500 | 0 | 80800 | V80-2.0 Mk1 - 5 | Vestas | 158.5 | 120 | 165 | 220 | 60 | 320 | 2450 | V80-2.0 Mk1 - 5 | Vestas | 16.5 | 5.8 | 5.5 | 1.5 | 0.2 | 12 | 38 | 6.5 | V80-2.0 Mk1 - 5 | Vestas | 1 | 1 | 1 | 1 |  | 3 | 2 | 2 | V80-2.0 Mk1 - 5 | Vestas | No | No | No | No | No | yes | yes | No | 18 | 0.07 | 0.09 | 0.025 | 0.03 | 0.025 | 0.03 | 0.025 | 0.03 | 50 | 65: 4537.5; 75: 4537.5; 90: 4537.5; 100: 4950; 115: 5555; 125: 5555 | V90-2.0 Mk8 | Vestas | 0 | 2 | 0 | 0 | 0 | 0
V90-2.0 Mk1 - 5 | Vestas | 100000 | 65000 | 32000 | 62500 | 0 | 80800 | V90-2.0 Mk1 - 5 | Vestas | 164.5 | 160 | 165 | 220 | 60 | 320 | 2450 | V90-2.0 Mk1 - 5 | Vestas | 16.5 | 5.8 | 5.5 | 1.5 | 0.2 | 12 | 39.5 | 6.5 | V90-2.0 Mk1 - 5 | Vestas | 1 | 1 | 1 | 1 |  | 3 | 2 | 2 | V90-2.0 Mk1 - 5 | Vestas | No | No | No | No | No | yes | yes | No | 19 | 0.07 | 0.09 | 0.025 | 0.03 | 0.025 | 0.03 | 0.025 | 0.03 | 80 | 65: 4537.5; 75: 4537.5; 90: 4537.5; 100: 4950; 115: 5555; 125: 5555 | 3.2M114 | Senvion | 0 | 0 | 0 | 0 | 0 | 0
V90-2.0 Mk7 | Vestas | 100000 | 65000 | 32000 | 62500 | 0 | 80800 | V90-2.0 Mk7 | Vestas | 378 | 160 | 165 | 220 | 60 | 240 | 2450 | V90-2.0 Mk7 | Vestas | 16.5 | 5.8 | 7 | 3 | 0.25 | 12 | 40 | 6.5 | V90-2.0 Mk7 | Vestas | 1 | 1 | 1 | 1 |  | 3 | 2 | 2 | V90-2.0 Mk7 | Vestas | No | No | No | No | No | yes | yes | No | 20 | 0.07 | 0.1 | 0.025 | 0.04 | 0.025 | 0.04 | 0.025 | 0.04 | [12 empty] | 3.4M104 | Senvion | 0 | 0 | 0 | 0 | 0 | 0
V90-2.0 Mk8 | Vestas | 100000 | 115000 | 32000 | 62500 | 0 | 60000 | V90-2.0 Mk8 | Vestas | 308.5 | 378.5 | 165 | 220 | 60 | 240 | 2450 | V90-2.0 Mk8 | Vestas | 19 | 5.8 | 6.5 | 3 | 0.25 | 12 | 40 | 6.5 | V90-2.0 Mk8 | Vestas | 1 | 1 | 1 | 1 |  | 3 | 2 | 2 | V90-2.0 Mk8 | Vestas | No | No | No | No | No | yes | yes | No | 21 | 0.07 | 0.1 | 0.025 | 0.04 | 0.025 | 0.04 | 0.025 | 0.04 | [12 empty] | 3.4M122 | Senvion | 0 | 0 | 0 | 0 | 0 | 0
3.2M114 | Senvion | 170000 | 55000 | 35000 | 24000 | 15000 | 75000 | 3.2M114 | Senvion | 795 | 550 | 110 | 530 | 440 | 1100 | 3000 | 3.2M114 | Senvion | 29.2 | 14 | 30 | 5 | 1 | 20 | 32 |  | 3.2M114 | Senvion | 1 | 1 | 0 | 2 | 0 | 1 |  |  | 3.2M114 | Senvion | No | No | No | Yes | No | Yes |  |  | 22 | 0.07 | 0.1 | 0.025 | 0.04 | 0.025 | 0.04 | 0.025 | 0.04 | [12 empty] | 3.4M140 | Senvion | 0 | 0 | 0 | 0 | 0 | 0
3.4M104 | Senvion | 170000 | 55000 | 35000 | 24000 | 15000 | 75000 | 3.4M104 | Senvion | 795 | 550 | 110 | 530 | 440 | 1100 | 3000 | 3.4M104 | Senvion | 29.8 | 8.35 | 30 | 5 | 1 | 20 | 32 |  | 3.4M104 | Senvion | 1 | 1 | 0 | 2 | 0 | 1 |  |  | 3.4M104 | Senvion | No | No | No | Yes | No | Yes |  |  | 23 | 0.07 | 0.1 | 0.025 | 0.04 | 0.025 | 0.04 | 0.025 | 0.04 | Kosten Umsetzung im WP | [11 empty] | 3.6M114 | Senvion | 0 | 0 | 0 | 0 | 0 | 0
3.4M122 | Senvion | 170000 | 55000 | 35000 | 24000 | 15000 | 75000 | 3.4M122 | Senvion | 795 | 550 | 110 | 530 | 440 | 1100 | 3000 | 3.4M122 | Senvion | 29.8 | 8.35 | 30 | 5 | 1 | 20 | 32 |  | 3.4M122 | Senvion | 1 | 1 | 0 | 2 | 0 | 1 |  |  | 3.4M122 | Senvion | No | No | No | Yes | No | Yes |  |  | 24 | 0.07 | 0.1 | 0.025 | 0.04 | 0.025 | 0.04 | 0.025 | 0.04 | Höhe [m]/Masse [t] | 65 | 75 | 90 | 100 | 115 | 125 | 135 | 145 | 155 | 165 | 175 | 3.2M122 | Senvion | 0 | 0 | 0 | 0 | 0 | 0
3.4M140 | Senvion | 170000 | 55000 | 35000 | 28000 | 15000 | 75000 | 3.4M140 | Senvion | 795 | 550 | 110 | 530 | 440 | 1100 | 3000 | 3.4M140 | Senvion | 29.8 | 8.35 | 30 | 5 | 1 | 20 | 32 |  | 3.4M140 | Senvion | 1 | 1 | 0 | 2 | 0 | 1 |  |  | 3.4M140 | Senvion | No | No | No | Yes | No | Yes |  |  | 25 | 0.07 | 0.1 | 0.025 | 0.04 | 0.025 | 0.04 | 0.025 | 0.04 | 5 | 65: 1877.3333; 75: 2445.6667; 90: 5426.6667; 100: 8268.3333; 115: 10248.3333; 125: 11513.3333 | 3.6M140 | Senvion | 0 | 0 | 0 | 0 | 0 | 0
3.6M114 | Senvion | 170000 | 55000 | 35000 | 28000 | 15000 | 75000 | 3.6M114 | Senvion | 795 | 550 | 110 | 530 | 440 | 1100 | 3000 | 3.6M114 | Senvion | 30 | 8.35 | 30 | 5 | 1 | 20 | 32 |  | 3.6M114 | Senvion | 1 | 1 | 0 | 2 | 0 | 1 |  |  | 3.6M114 | Senvion | No | No | No | Yes | No | Yes |  |  | 26 | 0.07 | 0.1 | 0.025 | 0.04 | 0.025 | 0.04 | 0.025 | 0.04 | 10 | 65: 3154.25; 75: 3421; 90: 6118.75; 100: 8456.25; 115: 10161.25; 125: 11151.25 | FL2500/100 | Fuhrländer | 0 | 0 | 0 | 0 | 0 | 0
3.2M122 | Senvion | 170000 | 55000 | 35000 | 24000 | 15000 | 75000 | 3.2M122 | Senvion | 795 | 550 | 110 | 530 | 440 | 1100 | 3000 | 3.2M122 | Senvion | 30 | 8.35 | 30 | 5 | 1 | 20 | 32 |  | 3.2M122 | Senvion | 2 | 1 | 0 | 2 | 0 | 1 |  |  | 3.2M122 | Senvion | No | No | No | Yes | No | Yes |  |  | 27 | 0.07 | 0.1 | 0.025 | 0.04 | 0.025 | 0.04 | 0.025 | 0.04 | 15 | 65: 4177.25; 75: 5156.25; 90: 7370; 100: 8841.25; 115: 11013.75; 125: 13303.125 | FL2500/104 | Fuhrländer | 0 | 0 | 0 | 0 | 0 | 0
3.6M140 | Senvion | 170000 | 55000 | 35000 | 28000 | 15000 | 75000 | 3.6M140 | Senvion | 795 | 550 | 110 | 530 | 440 | 1100 | 3000 | 3.6M140 | Senvion | 30 | 8.35 | 30 | 5 | 1 | 20 | 32 |  | 3.6M140 | Senvion | 2 | 1 | 0 | 2 | 0 | 1 |  |  | 3.6M140 | Senvion | No | No | No | Yes | No | Yes |  |  | 28 | 0.07 | 0.1 | 0.025 | 0.04 | 0.025 | 0.04 | 0.025 | 0.04 | 30 | 65: 6022.5; 75: 6613.75; 90: 8566.25; 100: 9845; 115: 14960; 125: 16206.6667 | FL2500/80 | Fuhrländer | 0 | 0 | 0 | 0 | 0 | 0
FL2500/100 | Fuhrländer | 106000 | 37000 | 15000 | 16500 | 6600 | 109000 | FL2500/100 | Fuhrländer | 795 | 485 | 485 | 530 | 395 | 880 | 2500 | FL2500/100 | Fuhrländer | 25 | 8.35 | 25 | 5 | 0.8 | 12 | 32 |  | FL2500/100 | Fuhrländer | 1 | 1 | 2 | 2 | 0 | 1 |  |  | FL2500/100 | Fuhrländer | No | No | No | Yes | No | Yes |  |  | 29 | 0.07 | 0.1 | 0.025 | 0.04 | 0.025 | 0.04 | 0.025 | 0.04 | 35 | 65: 6710; 75: 7480; 90: 8896.25; 100: 12251.25; 115: 15693.3333; 125: 16610 | FL2500/90 | Fuhrländer | 0 | 0 | 0 | 0 | 0 | 0
FL2500/104 | Fuhrländer | 106000 | 37000 | 15000 | 16500 | 6600 | 109000 | FL2500/104 | Fuhrländer | 795 | 485 | 485 | 530 | 395 | 880 | 2500 | FL2500/104 | Fuhrländer | 18 | 6.3 | 20 | 3 | 0.4 | 9 | 32 |  | FL2500/104 | Fuhrländer | 1 | 1 | 0 | 2 | 0 | 1 |  |  | FL2500/104 | Fuhrländer | No | No | No | Yes | No | Yes |  |  | 30 | 0.07 | 0.1 | 0.025 | 0.04 | 0.025 | 0.04 | 0.025 | 0.04 | 50 | 65: 9955; 75: 10711.25; 90: 11673.75; 100: 15583.3333; 115: 45375; 125: 45925 | FL70 | Fuhrländer | 0 | 0 | 0 | 0 | 0 | 0
FL2500/80 | Fuhrländer | 106000 | 37000 | 15000 | 16500 | 6600 | 109000 | FL2500/80 | Fuhrländer | 795 | 485 | 485 | 530 | 395 | 880 | 2000 | FL2500/80 | Fuhrländer | 18 | 6.3 | 20 | 3 | 0.4 | 9 | 32 |  | FL2500/80 | Fuhrländer | 1 | 1 | 0 | 2 | 0 | 1 |  |  | FL2500/80 | Fuhrländer | No | No | No | Yes | No | Yes |  |  | SUMME | 1.36 | 2 | 0.5 | 0.73 | 0.5 | 0.73 | 0.5 | 0.73 | [12 empty] | FL77 | Fuhrländer | 0 | 0 | 0 | 0 | 0 | 0
FL2500/90 | Fuhrländer | 106000 | 37000 | 15000 | 16500 | 6600 | 109000 | FL2500/90 | Fuhrländer | 795 | 485 | 485 | 530 | 395 | 880 | 2000 | FL2500/90 | Fuhrländer | 18 | 6.3 | 20 | 3 | 0.4 | 9 | 32 |  | FL2500/90 | Fuhrländer | 2 | 1 | 0 | 2 | 0 | 1 |  |  | FL2500/90 | Fuhrländer | No | No | No | Yes | No | Yes | [23 empty] | MD70 | Senvion | 0 | 0 | 0 | 0 | 0 | 0
FL70 | Fuhrländer | 75000 | 15000 | 5000 | 15000 | 6500 | 17000 | FL70 | Fuhrländer | 485 | 240 | 110 | 440 | 220 | 705 | 1500 | FL70 | Fuhrländer | 18 | 6.3 | 20 | 3 | 0.4 | 9 | 32 |  | FL70 | Fuhrländer | 2 | 1 | 0 | 2 | 0 | 1 |  |  | FL70 | Fuhrländer | No | No | No | Yes | No | Yes | [23 empty] | MD77 | Senvion | 0 | 0 | 0 | 0 | 0 | 0
FL77 | Fuhrländer | 75000 | 15000 | 5000 | 15000 | 6500 | 17000 | FL77 | Fuhrländer | 485 | 240 | 110 | 440 | 220 | 705 | 1500 | FL77 | Fuhrländer | 24 | 10 | 25 | 5 | 2 | 15 | 32 |  | FL77 | Fuhrländer | 2 | 1 | 0 | 2 | 0 | 1 |  |  | FL77 | Fuhrländer | No | No | No | Yes | No | Yes | [11 empty] | Kosten 100t. Hilfskran | 100: Sonstige Kosten | MM100 | Senvion | 0 | 0 | 0 | 0 | 0 | 0
MD70 | Senvion | 75000 | 15000 | 5000 | 15000 | 4618 | 17000 | MD70 | Senvion | 485 | 240 | 110 | 440 | 220 | 705 | 1500 | MD70 | Senvion | 24 | 7 | 22 | 4 | 2 | 15 | 32 |  | MD70 | Senvion | 2 | 1 | 0 | 2 | 0 | 1 |  |  | MD70 | Senvion | No | No | No | Yes | No | Yes | [11 empty] | Mob/Demob (AAAA) | 75: 1750; 100: Standby wetterbedingt (1h); 125: 0.55 | MM82 | Senvion | 0 | 0 | 0 | 0 | 0 | 0
MD77 | Senvion | 75000 | 15000 | 5000 | 15000 | 4618 | 17000 | MD77 | Senvion | 485 | 240 | 110 | 440 | 220 | 705 | 1500 | MD77 | Senvion | 24 | 7 | 25 | 4 | 2 | 15 | 32 |  | MD77 | Senvion | 2 | 1 | 0 | 2 | 0 | 1 |  |  | MD77 | Senvion | No | No | No | Yes | No | Yes | [11 empty] | Tagessatz | 75: 1450; 100: Überstunde (> 10h) (Preis pro Stunde); 125: +15% | MM92 | Senvion | 0 | 0 | 0 | 0 | 0 | 0
MM100 | Senvion | 100000 | 35000 | 20000 | 17000 | 4500 | 32000 | MM100 | Senvion | 570 | 240 | 110 | 530 | 220 | 705 | 2500 | MM100 | Senvion | 19 | 10 | 25 | 5 | 2 | 15 | 32 |  | MM100 | Senvion | 2 | 1 | 0 | 2 | 0 | 1 |  |  | MM100 | Senvion | No | No | No | Yes | No | Yes | [11 empty] | Standby wetterbedingt (1h) | 75: 0.55 | N100 | Nordex | 0 | 0 | 0 | 0 | 0 | 0
MM82 | Senvion | 100000 | 35000 | 20000 | 14200 | 4200 | 32000 | MM82 | Senvion | 570 | 240 | 110 | 530 | 220 | 705 | 2000 | MM82 | Senvion | 23 | 11.5 | 25 | 5 | 2 | 15 | 32 |  | MM82 | Senvion | 1 | 1 | 0 | 2 | 0 | 1 |  |  | MM82 | Senvion | No | No | No | Yes | No | Yes | [11 empty] | Überstunde (> 10h) (Preis pro Stunde) | 75: +15% | N117/2400 | Nordex | 0 | 0 | 0 | 0 | 0 | 0
MM92 | Senvion | 100000 | 35000 | 20000 | 14200 | 4200 | 32000 | MM92 | Senvion | 570 | 240 | 110 | 530 | 220 | 705 | 2000 | MM92 | Senvion | 23 | 11.5 | 25 | 5 | 2 | 15 | 32 |  | MM92 | Senvion | 2 | 1 | 0 | 2 | 0 | 1 |  |  | MM92 | Senvion | No | No | No | Yes | No | Yes | [23 empty] | N117/3000 | Nordex | 0 | 0 | 0 | 0 | 0 | 0
N100 | Nordex | 185000 | 37000 | 30000 | 20000 | 6200 | 30000 | N100 | Nordex | 660 | 440 | 110 | 530 | 395 | 880 | 2500 | N100 | Nordex | 13 | 5 | 15 | 2 | 0.3 | 8 | 32 |  | N100 | Nordex | 1 | 1 | 0 | 2 | 0 | 1 |  |  | N100 | Nordex | No | No | No | Yes | No | Yes | [11 empty] | Postleitzahlen | [11 empty] | N60 | Nordex | 0 | 0 | 0 | 0 | 0 | 0
N117/2400 | Nordex | 125000 | 37000 | 30000 | 25000 | 10000 | 30000 | N117/2400 | Nordex | 660 | 440 | 110 | 530 | 395 | 880 | 2500 | N117/2400 | Nordex | 18 | 9 | 22 | 4 | 2 | 15 | 32 |  | N117/2400 | Nordex | 1 | 1 | 0 | 2 | 0 | 1 |  |  | N117/2400 | Nordex | No | No | No | Yes | No | Yes | [11 empty] | Gültig für folgende Postleitzahlengebiete | [11 empty] | N80 | Nordex | 0 | 0 | 0 | 0 | 0 | 0 | bar: 75
N117/3000 | Nordex | 170000 | 50000 | 30000 | 25000 | 10000 | 60000 | N117/3000 | Nordex | 660 | 440 | 110 | 530 | 395 | 1100 | 2500 | N117/3000 | Nordex | 19 | 9.4 | 25 | 4 | 2 | 15 | 32 |  | N117/3000 | Nordex | 1 | 1 | 0 | 2 | 0 | 1 |  |  | N117/3000 | Nordex | No | No | No | Yes | No | Yes | [23 empty] | N90/2300 | Nordex | 0 | 0 | 0 | 0 | 0 | 0
N60 | Nordex | 45000 | 19000 | 5000 | 0 | 5000 | 15000 | N60 | Nordex | 285 | 240 | 110 | 0 | 220 | 615 | 1500 | N60 | Nordex | 19 | 9.4 | 25 | 4 | 2 | 15 | 32 |  | N60 | Nordex | 1 | 1 | 0 | 2 | 0 | 1 |  |  | N60 | Nordex | No | No | No | Yes | No | Yes | [11 empty] | maximale Windgeschwindigkeit | [11 empty] | N90/2500 | Nordex | 0 | 0 | 0 | 0 | 0 | 0
N80 | Nordex | 100000 | 37000 | 20000 | 16500 | 12420 | 25000 | N80 | Nordex | 660 | 440 | 110 | 530 | 350 | 880 | 2000 | N80 | Nordex | 18 | 6.3 | 20 | 3 | 0.4 | 9 | 32 |  | N80 | Nordex | 1 | 1 | 0 | 2 | 0 | 1 |  |  | N80 | Nordex | No | No | No | Yes | No | Yes | [11 empty] | Kraneinsatz bis zu | 75: 7 m/s | S70 | Nordex | 0 | 0 | 0 | 0 | 0 | 0
N90/2300 | Nordex | 100000 | 37000 | 20000 | 16500 | 12420 | 25000 | N90/2300 | Nordex | 660 | 440 | 110 | 530 | 350 | 880 | 2000 | N90/2300 | Nordex | 18 | 6.3 | 20 | 3 | 0.4 | 9 | 32 |  | N90/2300 | Nordex | 1 | 1 | 0 | 2 | 0 | 1 |  |  | N90/2300 | Nordex | No | No | No | Yes | No | Yes | [23 empty] | S77 | Nordex | 0 | 0 | 0 | 0 | 0 | 0
N90/2500 | Nordex | 100000 | 37000 | 20000 | 16500 | 12420 | 25000 | N90/2500 | Nordex | 660 | 440 | 110 | 530 | 350 | 880 | 2000 | N90/2500 | Nordex | 25 | 8.35 | 25 | 5 | 0.8 | 12 | 32 |  | N90/2500 | Nordex | 1 | 1 | 2 | 2 | 0 | 1 |  |  | N90/2500 | Nordex | No | No | No | Yes | No | Yes | [11 empty] | *Hakenhöhe = Nabenhöhe + 10 m | [11 empty] | 3.4M114 | Senvion | 0 | 0 | 0 | 0 | 0 | 0
N117/3600 | Nordex | 170000 | 55000 | 30000 | 30000 | 15000 | 60000 | N117/3600 | Nordex | 660 | 440 | 110 | 530 | 395 | 1100 | 2500 | N117/3600 | Nordex | 23 | 11.5 | 25 | 4 | 2 | 15 | 32 |  | N117/3600 | Nordex | 1 | 1 | 0 | 2 | 0 | 1 |  |  | N117/3600 | Nordex | No | No | No | Yes | No | Yes | [23 empty] | N131/3000 | Nordex | 0 | 0 | 0 | 0 | 0 | 0
S70 | Nordex | 75000 | 15000 | 5000 | 15000 | 4618 | 17000 | S70 | Nordex | 485 | 240 | 110 | 440 | 220 | 705 | 1500 | S70 | Nordex | 25 | 8.35 | 25 | 5 | 0.8 | 12 | 32 |  | S70 | Nordex | 1 | 1 | 2 | 2 | 0 | 1 |  |  | S70 | Nordex | No | No | No | Yes | No | Yes | [23 empty] | N131/3300 | Nordex | 0 | 0 | 0 | 0 | 0 | 0
S77 | Nordex | 75000 | 15000 | 5000 | 15000 | 4618 | 17000 | S77 | Nordex | 485 | 240 | 110 | 440 | 220 | 705 | 1500 | S77 | Nordex | 25 | 8.35 | 25 | 5 | 0.8 | 12 | 32 |  | S77 | Nordex | 1 | 1 | 2 | 2 | 0 | 1 |  |  | S77 | Nordex | No | No | No | Yes | No | Yes | [23 empty] | N131/3600 | Nordex | 0 | 0 | 0 | 0 | 0 | 0
3.4M114 | Senvion | 170000 | 55000 | 35000 | 24000 | 15000 | 75000 | 3.4M114 | Senvion | 795 | 550 | 110 | 530 | 440 | 1100 | 3000 | 3.4M114 | Senvion | 29.8 | 8.35 | 30 | 5 | 1 | 20 | 32 |  | 3.4M114 | Senvion | 2 | 1 | 0 | 2 | 0 | 1 |  |  | 3.4M114 | Senvion | No | No | No | Yes | No | Yes | [23 empty] | 3.4M114 | Senvion | 0 | 0 | 0 | 0 | 0 | 0
N131/3000 | Nordex | 170000 | 50000 | 30000 | 30000 | 15000 | 60000 | N131/3000 | Nordex | 660 | 440 | 110 | 530 | 395 | 1100 | 2500 | N131/3000 | Nordex | 23 | 11.5 | 25 | 5 | 2 | 15 | 32 |  | N131/3000 | Nordex | 2 | 1 | 0 | 2 | 0 | 1 |  |  | N131/3000 | Nordex | No | No | No | Yes | No | Yes | [23 empty] | 3.7M144 | Senvion | 0 | 0 | 0 | 0 | 0 | 0
N131/3300 | Nordex | 170000 | 50000 | 30000 | 30000 | 15000 | 60000 | N131/3300 | Nordex | 660 | 440 | 110 | 530 | 395 | 1100 | 2500 | N131/3300 | Nordex | 23 | 11.5 | 25 | 5 | 2 | 15 | 32 |  | N131/3300 | Nordex | 2 | 1 | 0 | 2 | 0 | 1 |  |  | N131/3300 | Nordex | No | No | No | Yes | No | Yes | [23 empty] | E-48 | Enercon | 0 | 0 | 0 | 0 | 0 | 0
N131/3600 | Nordex | 170000 | 50000 | 30000 | 30000 | 15000 | 60000 | N131/3600 | Nordex | 660 | 440 | 110 | 530 | 395 | 1100 | 2500 | N131/3600 | Nordex | 23 | 11.5 | 25 | 5 | 2 | 15 | 32 |  | N131/3600 | Nordex | 2 | 1 | 0 | 2 | 0 | 1 |  |  | N131/3600 | Nordex | No | No | No | Yes | No | Yes | [23 empty] | E-53 | Enercon | 0 | 0 | 0 | 0 | 0 | 0
3.4M114 | Senvion | 170000 | 55000 | 35000 | 24000 | 15000 | 75000 | 3.4M114 | Senvion | 795 | 550 | 110 | 530 | 440 | 1100 | 3000 | 3.4M114 | Senvion | 29.8 | 8.35 | 30 | 5 | 1 | 20 | 32 |  | 3.4M114 | Senvion | 2 | 1 | 0 | 2 | 0 | 1 |  |  | 3.4M114 | Senvion | No | No | No | Yes | No | Yes | [23 empty] | E-58/10.58 | Enercon | 0 | 0 | 0 | 0 | 0 | 0
3.7M144 | Senvion | 170000 | 55000 | 40000 | 28000 | 15000 | 75000 | 3.7M144 | Senvion | 795 | 550 | 110 | 530 | 440 | 1100 | 3000 | 3.7M144 | Senvion | 29.8 | 8.35 | 30 | 5 | 1 | 20 | 32 |  | 3.7M144 | Senvion | 2 | 1 | 0 | 2 | 0 | 1 |  |  | 3.7M144 | Senvion | No | No | No | Yes | No | Yes | [23 empty] | E-66 | Enercon | 0 | 0 | 0 | 0 | 0 | 0
E-48 | Enercon | 0 | 500000 | 26000 | 250000 | 20000 | 250000 | E-48 | Enercon | 0 | 350 | 80 | 350 | 500 | 350 | 1000 | E-48 | Enercon | 0 | 15 | 6 | 16 | 16 | 16 | 16 | 2.5 | E-48 | Enercon | 0 | 3 | 2 | 3 | 4 | 3 |  |  | E-48 | Enercon | no | Yes | no | Yes | Yes | Yes | [23 empty] | E-66/18.70 (E-70) | Enercon | 0 | 0 | 0 | 0 | 0 | 0
E-53 | Enercon | 0 | 500000 | 26000 | 250000 | 20000 | 250000 | E-53 | Enercon | 0 | 350 | 80 | 350 | 500 | 350 | 1000 | E-53 | Enercon | 0 | 16 | 6 | 17.5 | 17.5 | 17.5 | 17.5 | 2.7 | E-53 | Enercon | 0 | 3 | 2 | 3 | 4 | 3 |  |  | E-53 | Enercon | no | Yes | no | Yes | Yes | Yes | [23 empty] | E-66/20.70 (E-70) | Enercon | 0 | 0 | 0 | 0 | 0 | 0
E-58/10.58 | Enercon | 0 | 560000 | 28000 | 270000 | 22000 | 270000 | E-58/10.58 | Enercon | 0 | 350 | 80 | 350 | 500 | 350 | 1000 | E-58/10.58 | Enercon | 0 | 36 | 6 | 32 | 36 | 36 | 32 | 3.8 | E-58/10.58 | Enercon | 0 | 3 | 2 | 3 | 4 | 3 |  |  | E-58/10.58 | Enercon | no | Yes | no | Yes | Yes | Yes | [23 empty] | E-70 E4 (E-78) | Enercon | 0 | 0 | 0 | 0 | 0 | 0
E-66 | Enercon | 0 | 570000 | 28000 | 270000 | 22000 | 270000 | E-66 | Enercon | 0 | 350 | 80 | 350 | 500 | 350 | 1000 | E-66 | Enercon | 0 | 46 | 6 | 35 | 46 | 46 | 35 | 4.5 | E-66 | Enercon | 0 | 3 | 2 | 3 | 4 | 3 |  |  | E-66 | Enercon | no | Yes | no | Yes | Yes | Yes | [23 empty] | E-82 | Enercon | 0 | 0 | 0 | 0 | 0 | 0
E-66/18.70 (E-70) | Enercon | 0 | 580000 | 28000 | 270000 | 22000 | 270000 | E-66/18.70 (E-70) | Enercon | 0 | 350 | 80 | 350 | 500 | 350 | 1000 | E-66/18.70 (E-70) | Enercon | 0 | 46 | 6 | 36 | 46 | 46 | 36 | 5.2 | E-66/18.70 (E-70) | Enercon | 0 | 3 | 2 | 3 | 4 | 3 |  |  | E-66/18.70 (E-70) | Enercon | no | Yes | no | Yes | Yes | Yes | [23 empty] | E-82 E2 2.000 | Enercon | 0 | 0 | 0 | 0 | 0 | 0
E-66/20.70 (E-70) | Enercon | 0 | 590000 | 30000 | 270000 | 22000 | 270000 | E-66/20.70 (E-70) | Enercon | 0 | 350 | 80 | 350 | 500 | 350 | 1000 | E-66/20.70 (E-70) | Enercon | 0 | 48 | 7 | 38 | 48 | 48 | 38 | 5.2 | E-66/20.70 (E-70) | Enercon | 0 | 3 | 2 | 3 | 4 | 3 |  |  | E-66/20.70 (E-70) | Enercon | no | Yes | no | Yes | Yes | Yes | [23 empty] | E-82 E2 2.300 | Enercon | 0 | 0 | 0 | 0 | 0 | 0
E-70 E4 (E-78) | Enercon | 0 | 610000 | 32000 | 280000 | 22000 | 280000 | E-70 E4 (E-78) | Enercon | 0 | 350 | 80 | 350 | 500 | 350 | 1000 | E-70 E4 (E-78) | Enercon | 0 | 50 | 7 | 53 | 53 | 53 | 53 | 7 | E-70 E4 (E-78) | Enercon | 0 | 3 | 2 | 3 | 4 | 3 |  |  | E-70 E4 (E-78) | Enercon | no | Yes | no | Yes | Yes | Yes | [23 empty] | E-82 E3 3.000 | Enercon | 0 | 0 | 0 | 0 | 0 | 0
E-82 | Enercon | 0 | 630000 | 32000 | 280000 | 22000 | 280000 | E-82 | Enercon | 0 | 350 | 80 | 350 | 500 | 350 | 1000 | E-82 | Enercon | 0 | 55 | 7 | 51 | 55 | 55 | 51 | 8.8 | E-82 | Enercon | 0 | 3 | 2 | 3 | 4 | 3 |  |  | E-82 | Enercon | no | Yes | no | Yes | Yes | Yes | [23 empty] | E-82 E4 2.350 | Enercon | 0 | 0 | 0 | 0 | 0 | 0
E-82 E2 2.000 | Enercon | 0 | 640000 | 32000 | 290000 | 24000 | 290000 | E-82 E2 2.000 | Enercon | 0 | 400 | 80 | 400 | 550 | 400 | 1000 | E-82 E2 2.000 | Enercon | 0 | 63 | 7 | 57 | 63 | 63 | 57 | 8.6 | E-82 E2 2.000 | Enercon | 0 | 4 | 2 | 4 | 5 | 4 |  |  | E-82 E2 2.000 | Enercon | no | Yes | no | Yes | Yes | Yes | [23 empty] | E-82 E4 3.000 | Enercon | 0 | 0 | 0 | 0 | 0 | 0
E-82 E2 2.300 | Enercon | 0 | 640000 | 32000 | 290000 | 24000 | 290000 | E-82 E2 2.300 | Enercon | 0 | 400 | 80 | 400 | 550 | 400 | 1000 | E-82 E2 2.300 | Enercon | 0 | 63 | 7 | 57 | 63 | 63 | 57 | 8.6 | E-82 E2 2.300 | Enercon | 0 | 4 | 2 | 4 | 5 | 4 |  |  | E-82 E2 2.300 | Enercon | no | Yes | no | Yes | Yes | Yes | [23 empty] | E-92 | Enercon | 0 | 0 | 0 | 0 | 0 | 0
E-82 E3 3.000 | Enercon | 0 | 680000 | 34000 | 290000 | 24000 | 290000 | E-82 E3 3.000 | Enercon | 0 | 400 | 80 | 400 | 550 | 400 | 1000 | E-82 E3 3.000 | Enercon | 0 | 65 | 8 | 57.5 | 65 | 65 | 57.5 | 8.6 | E-82 E3 3.000 | Enercon | 0 | 4 | 2 | 4 | 5 | 4 |  |  | E-82 E3 3.000 | Enercon | no | Yes | no | Yes | Yes | Yes | [23 empty] | E-101 3.050 | Enercon | 0 | 0 | 0 | 0 | 0 | 0
E-82 E4 2.350 | Enercon | 0 | 650000 | 32000 | 290000 | 24000 | 290000 | E-82 E4 2.350 | Enercon | 0 | 400 | 80 | 400 | 550 | 400 | 1000 | E-82 E4 2.350 | Enercon | 0 | 65 | 7 | 57.5 | 65 | 65 | 57.5 | 8.6 | E-82 E4 2.350 | Enercon | 0 | 4 | 2 | 4 | 5 | 4 |  |  | E-82 E4 2.350 | Enercon | no | Yes | no | Yes | Yes | Yes | [23 empty] | E-101 E2 3.050 | Enercon | 0 | 0 | 0 | 0 | 0 | 0
E-82 E4 3.000 | Enercon | 0 | 680000 | 34000 | 290000 | 24000 | 290000 | E-82 E4 3.000 | Enercon | 0 | 400 | 80 | 400 | 550 | 400 | 1000 | E-82 E4 3.000 | Enercon | 0 | 65 | 8 | 57.5 | 65 | 65 | 57.5 | 8.6 | E-82 E4 3.000 | Enercon | 0 | 4 | 2 | 4 | 5 | 4 |  |  | E-82 E4 3.000 | Enercon | no | Yes | no | Yes | Yes | Yes | [23 empty] | E-101 E2 3.500 | Enercon | 0 | 0 | 0 | 0 | 0 | 0
E-92 | Enercon | 0 | 680000 | 34000 | 290000 | 24000 | 290000 | E-92 | Enercon | 0 | 400 | 80 | 400 | 550 | 400 | 1000 | E-92 | Enercon | 0 | 66 | 8 | 63 | 66 | 66 | 63 | 10.2 | E-92 | Enercon | 0 | 4 | 2 | 4 | 5 | 4 |  |  | E-92 | Enercon | no | Yes | no | Yes | Yes | Yes | [23 empty] | E-115 2.500 | Enercon | 0 | 0 | 0 | 0 | 0 | 0
E-101 3.050 | Enercon | 0 | 750000 | 36000 | 350000 | 32000 | 350000 | E-101 3.050 | Enercon | 0 | 500 | 80 | 500 | 700 | 500 | 1000 | E-101 3.050 | Enercon | 0 | 88 | 8 | 55 | 88 | 88 | 118 | 21 | E-101 3.050 | Enercon | 0 | 5 | 2 | 5 | 6 | 5 |  |  | E-101 3.050 | Enercon | no | Yes | no | Yes | Yes | Yes | [23 empty] | E-115 3.000 | Enercon | 0 | 0 | 0 | 0 | 0 | 0
E-101 E2 3.050 | Enercon | 0 | 750000 | 36000 | 350000 | 32000 | 350000 | E-101 E2 3.050 | Enercon | 0 | 500 | 80 | 500 | 700 | 500 | 1000 | E-101 E2 3.050 | Enercon | 0 | 91 | 8 | 59 | 91 | 91 | 109 | 17 | E-101 E2 3.050 | Enercon | 0 | 5 | 2 | 5 | 6 | 5 |  |  | E-101 E2 3.050 | Enercon | no | Yes | no | Yes | Yes | Yes
E-101 E2 3.500 | Enercon | 0 | 750000 | 38000 | 350000 | 32000 | 350000 | E-101 E2 3.500 | Enercon | 0 | 500 | 80 | 500 | 700 | 500 | 1000 | E-101 E2 3.500 | Enercon | 0 | 91 | 8 | 59 | 91 | 91 | 109 | 17 | E-101 E2 3.500 | Enercon | 0 | 5 | 2 | 5 | 6 | 5 |  |  | E-101 E2 3.500 | Enercon | no | Yes | no | Yes | Yes | Yes
E-115 2.500 | Enercon | 0 | 750000 | 36000 | 350000 | 32000 | 350000 | E-115 2.500 | Enercon | 0 | 500 | 80 | 500 | 700 | 500 | 1000 | E-115 2.500 | Enercon | 0 | 85 | 8 | 65 | 85 | 85 | 140 | 25 | E-115 2.500 | Enercon | 0 | 5 | 2 | 5 | 6 | 5 |  |  | E-115 2.500 | Enercon | no | Yes | no | Yes | Yes | Yes
E-115 3.000 | Enercon | 0 | 750000 | 38000 | 350000 | 32000 | 350000 | E-115 3.000 | Enercon | 0 | 500 | 80 | 500 | 700 | 500 | 1000 | E-115 3.000 | Enercon | 0 | 85 | 8 | 65 | 85 | 85 | 140 | 25 | E-115 3.000 | Enercon | 0 | 5 | 2 | 5 | 6 | 5 |  |  | E-115 3.000 | Enercon | no | Yes | no | Yes | Yes | Yes
G52 | Gamesa | 0 | 0 | 0 | 0 | 0 | 0 | G52 | Gamesa | 0 | 0 | 0 | 0 | 0 | 0 | 0 | G52 | Gamesa | 0 | 0 | 0 | 0 | 0 | 0 | 0 | 0 | G52 | Gamesa | 0 | 0 | 0 | 0 | 0 | 0 | 0 | 0 | G52 | Gamesa | yes | yes | yes | yes | yes | yes
G58 | Gamesa | 70000 | 60000 | 0 | 5000 | 0 | 35000 | G58 | Gamesa | 0 | 126 | 0 | 0 | 60.75 | 0 | 1000 | G58 | Gamesa | 0 | 0 | 0 | 0 | 0 | 0 | 0 | 0 | G58 | Gamesa | 0 | 0 | 0 | 0 | 0 | 0 | 0 | 0 | G58 | Gamesa | yes | yes | yes | yes | yes | yes
G66 | Gamesa | 0 | 0 | 0 | 0 | 0 | 0 | G66 | Gamesa | 0 | 0 | 0 | 0 | 0 | 0 | 0 | G66 | Gamesa | 0 | 0 | 0 | 0 | 0 | 0 | 0 | 0 | G66 | Gamesa | 0 | 0 | 0 | 0 | 0 | 0 | 0 | 0 | G66 | Gamesa | yes | yes | yes | yes | yes | yes
G80 | Gamesa | 0 | 0 | 0 | 0 | 0 | 0 | G80 | Gamesa | 0 | 0 | 0 | 0 | 0 | 0 | 0 | G80 | Gamesa | 0 | 0 | 0 | 0 | 0 | 0 | 0 | 0 | G80 | Gamesa | 0 | 0 | 0 | 0 | 0 | 0 | 0 | 0 | G80 | Gamesa | yes | yes | yes | yes | yes | yes
G87 | Gamesa | 0 | 0 | 0 | 0 | 0 | 0 | G87 | Gamesa | 0 | 0 | 0 | 0 | 0 | 0 | 0 | G87 | Gamesa | 0 | 0 | 0 | 0 | 0 | 0 | 0 | 0 | G87 | Gamesa | 0 | 0 | 0 | 0 | 0 | 0 | 0 | 0 | G87 | Gamesa | yes | yes | yes | yes | yes | yes
G90 | Gamesa | 0 | 0 | 0 | 0 | 0 | 0 | G90 | Gamesa | 0 | 0 | 0 | 0 | 0 | 0 | 0 | G90 | Gamesa | 0 | 0 | 0 | 0 | 0 | 0 | 0 | 0 | G90 | Gamesa | 0 | 0 | 0 | 0 | 0 | 0 | 0 | 0 | G90 | Gamesa | yes | yes | yes | yes | yes | yes
G97 | Gamesa | 0 | 0 | 0 | 0 | 0 | 0 | G97 | Gamesa | 0 | 0 | 0 | 0 | 0 | 0 | 0 | G97 | Gamesa | 0 | 0 | 0 | 0 | 0 | 0 | 0 | 0 | G97 | Gamesa | 0 | 0 | 0 | 0 | 0 | 0 | 0 | 0 | G97 | Gamesa | yes | yes | yes | yes | yes | yes
G114 | Gamesa | 0 | 0 | 0 | 0 | 0 | 0 | G114 | Gamesa | 0 | 0 | 0 | 0 | 0 | 0 | 0 | G114 | Gamesa | 0 | 0 | 0 | 0 | 0 | 0 | 0 | 0 | G114 | Gamesa | 0 | 0 | 0 | 0 | 0 | 0 | 0 | 0 | G114 | Gamesa | yes | yes | yes | yes | yes | yes
Note on BZ2: Marianna Thomsen ¦ Vertrieb ¦ Deutsche Windtechnik: Noch keine geprüften werte vorhanden
Note on L4: Marianna Thomsen ¦ Vertrieb ¦ Deutsche Windtechnik: Noch keine geprüften werte vorhanden
Note on T5: Marianna Thomsen ¦ Vertrieb ¦ Deutsche Windtechnik: Bei 500 Anlagen findet 1 Blattaustausch im Jahr statt, der durchschnittlich 350000€ kostet Hinzu kommen 1750 Euro für die Instandhaltung pro Jahr

## Options_neu (hidden)
Model | Hersteller | 24/7 Control | Gear box oil exchange | Hydraulic oil exchange | Service lift inspection by certified body | Statutory inspections & maintenance of safety equipment |  | Rotor blade inspection | Damages caused by natural forces | Foundation inspection | Gear box endoscopy | Recurring inspection of WTG & tower | Electrical equipment inspection DIN IEC 60364/ DGUV V3 | Service lift maintenance | AIA / ZÜS pressure equipment |  |  |  | Free(per WTG/year): | Free(per WTG/year): | Free(per WF/contract duration) non recurring
|  | 24/7 Control | Gear box oil exchange | Hydraulic oil exchange | Service lift inspection by certified body | Statutory inspections & maintenance of safety equipment |  | Rotor blade inspection | Damages caused by natural forces | Foundation inspection | Gear box endoscopy | Recurring inspection of WTG & tower | Electrical equipment inspection DIN IEC 60364/ DGUV V3 | Service lift maintenance | AIA / ZÜS pressure equipment | Lattice Tower Inspection | Waste disposal | SCADA Maintenance | Condition Monitoring | Free(per WTG/year): | Free(per WF/contract duration) non recurring
[6 empty] | inspection | inspection & replacement
NM48/750 | NEG MICON | 300 | 220 | 0 | 600 | 550 | 1650 | 250 | 3000 | 297.4 | 500 | 350 | 300 | 0 | 320 | 0 | 500 | 200 | 100 | 0 | 0
NM52/900 | NEG MICON | 300 | 270 | 0 | 600 | 550 | 1650 | 250 | 3000 | 297.4 | 500 | 350 | 300 | 0 | 320 | 0 | 500 | 200 | 100 | 0 | 0
NM60/1000 | NEG MICON | 300 | 320 | 0 | 600 | 550 | 1650 | 250 | 3000 | 297.4 | 500 | 350 | 300 | 0 | 320 | 0 | 500 | 200 | 100 | 0 | 0
NM64c/1500 | NEG MICON | 300 | 350 | 0 | 600 | 650 | 1650 | 250 | 3000 | 297.4 | 500 | 350 | 300 | 700 | 320 | 0 | 500 | 200 | 100 | 0 | 0
NM72 | NEG MICON | 300 | 370 | 555 | 600 | 650 | 1650 | 250 | 3000 | 297.4 | 500 | 350 | 300 | 700 | 320 | 0 | 500 | 200 | 100 | 0 | 0
NM82 | NEG MICON | 300 | 370 | 555 | 600 | 650 | 1650 | 250 | 3000 | 297.4 | 500 | 350 | 300 | 700 | 320 | 0 | 500 | 200 | 100 | 0 | 0
SDD 100-2.7 MW | Schuler | 300 | 0 | 0 | 600 | 750 | 1650 | 250 | 3000 | 297.4 | 500 | 350 | 300 | 0 | 0 | 0 | 500 | 200 | 100 | 0 | 0
AN Bonus 1000 | Siemens | 300 | 470 | 315 | 600 | 550 | 1650 | 250 | 3000 | 297.4 | 500 | 350 | 300 | 0 | 320 | 0 | 500 | 200 | 100 | 0 | 0
AN Bonus 1300 | Siemens | 300 | 530 | 315 | 600 | 550 | 1650 | 250 | 3000 | 297.4 | 500 | 350 | 300 | 0 | 320 | 0 | 500 | 200 | 100 | 0 | 0
AN Bonus 300 | Siemens | 300 | 100 | 0 | 600 | 550 | 1650 | 250 | 3000 | 297.4 | 500 | 350 | 300 | 0 | 320 | 0 | 500 | 200 | 100 | 0 | 0
AN Bonus 450 | Siemens | 300 | 150 | 0 | 600 | 550 | 1650 | 250 | 3000 | 297.4 | 500 | 350 | 300 | 0 | 320 | 0 | 500 | 200 | 100 | 0 | 0
AN Bonus 600 | Siemens | 300 | 200 | 0 | 600 | 550 | 1650 | 250 | 3000 | 297.4 | 500 | 350 | 300 | 0 | 320 | 0 | 500 | 200 | 100 | 0 | 0
AN Bonus 2000 | Siemens | 300 | 810 | 315 | 600 | 550 | 1650 | 250 | 3000 | 297.4 | 500 | 350 | 300 | 0 | 320 | 0 | 500 | 200 | 100 | 0 | 0
SWT-2.3-82 (CS) | Siemens | 300 | 810 | 315 | 600 | 550 | 1650 | 250 | 3000 | 297.4 | 500 | 350 | 300 | 0 | 320 | 0 | 500 | 200 | 100 | 0 | 0
SWT-2.3-93 VS | Siemens | 300 | 870 | 375 | 600 | 550 | 1650 | 250 | 3000 | 297.4 | 500 | 350 | 300 | 0 | 320 | 0 | 500 | 200 | 100 | 0 | 0
V52-850 | Vestas | 300 | 210 | 0 | 600 | 550 | 1650 | 250 | 3000 | 297.4 | 500 | 350 | 300 | 0 | 309.35 | 0 | 500 | 200 | 100 | 0 | 0
V66-1.65 RCC | Vestas | 300 | 410 | 232.5 | 600 | 650 | 1650 | 250 | 3000 | 297.4 | 500 | 350 | 300 | 700 | 480.49 | 0 | 500 | 200 | 100 | 0 | 0
V66-1.75 VCS | Vestas | 300 | 410 | 232.5 | 600 | 650 | 1650 | 250 | 3000 | 297.4 | 500 | 350 | 300 | 700 | 395.42 | 0 | 500 | 200 | 100 | 0 | 0
V80-2.0 Mk1 - 5 | Vestas | 300 | 480 | 330 | 600 | 650 | 1650 | 250 | 3000 | 297.4 | 500 | 350 | 300 | 700 | 395.42 | 0 | 500 | 200 | 100 | 0 | 0
V90-2.0 Mk1 - 5 | Vestas | 300 | 490 | 330 | 600 | 650 | 1650 | 250 | 3000 | 297.4 | 500 | 350 | 300 | 700 | 395.42 | 0 | 500 | 200 | 100 | 0 | 0
V90-2.0 Mk7 | Vestas | 300 | 490 | 330 | 600 | 650 | 1650 | 250 | 3000 | 297.4 | 500 | 350 | 300 | 700 | 395.42 | 0 | 500 | 200 | 100 | 0 | 0
V90-2.0 Mk8 | Vestas | 300 | 490 | 330 | 600 | 650 | 1650 | 250 | 3000 | 297.4 | 500 | 350 | 300 | 700 | 395.42 | 0 | 500 | 200 | 100 | 0 | 0
3.2M114 | Senvion | 750 | 4300 | 0 | 600 | 600 | 1500 | 1200 | 2900 | 297.4 | 500 | 350 | 300 | 0 | 0 | 0 | 500 | 200 | 100 | 0 | 0
3.4M104 | Senvion | 750 | 2500 | 0 | 600 | 600 | 1500 | 1200 | 2200 | 297.4 | 500 | 350 | 300 | 0 | 0 | 0 | 500 | 200 | 100 | 0 | 0
3.4M122 | Senvion | 750 | 2500 | 0 | 600 | 600 | 1500 | 1200 | 2900 | 297.4 | 500 | 350 | 300 | 0 | 0 | 0 | 500 | 200 | 100 | 0 | 0
3.4M140 | Senvion | 750 | 2500 | 0 | 600 | 600 | 1500 | 1200 | 2900 | 297.4 | 500 | 350 | 300 | 0 | 0 | 0 | 500 | 200 | 100 | 0 | 0
3.6M114 | Senvion | 750 | 0 | 0 | 600 | 600 | 1500 | 1450 | 4500 | 297.4 | 500 | 350 | 300 | 0 | 0 | 0 | 500 | 200 | 100 | 0 | 0
3.2M122 | Senvion | 750 | 0 | 0 | 600 | 600 | 1500 | 1450 | 3400 | 297.4 | 500 | 350 | 300 | 0 | 0 | 0 | 500 | 200 | 100 | 0 | 0
3.6M140 | Senvion | 750 | 4900 | 0 | 600 | 600 | 1500 | 1200 | 3600 | 297.4 | 500 | 350 | 300 | 0 | 0 | 0 | 500 | 200 | 100 | 0 | 0
FL2500/100 | Fuhrländer | 750 | 2500 | 0 | 600 | 600 | 1500 | 1200 | 1900 | 297.4 | 500 | 350 | 300 | 0 | 0 | 1750 | 500 | 200 | 100 | 0 | 0
FL2500/104 | Fuhrländer | 750 | 2500 | 0 | 600 | 600 | 1500 | 1050 | 3600 | 297.4 | 500 | 350 | 300 | 0 | 0 | 1750 | 500 | 200 | 100 | 0 | 0
FL2500/80 | Fuhrländer | 750 | 2500 | 0 | 600 | 600 | 1500 | 1200 | 4800 | 297.4 | 500 | 350 | 300 | 0 | 0 | 1750 | 500 | 200 | 100 | 0 | 0
FL2500/90 | Fuhrländer | 750 | 0 | 0 | 600 | 600 | 1500 | 1750 | 4800 | 297.4 | 500 | 350 | 300 | 0 | 0 | 1750 | 500 | 200 | 100 | 0 | 0
FL70 | Fuhrländer | 750 | 0 | 0 | 600 | 600 | 1500 | 1750 | 4800 | 297.4 | 500 | 350 | 300 | 0 | 0 | 1500 | 500 | 200 | 100 | 0 | 0
FL77 | Fuhrländer | 750 | 0 | 0 | 600 | 600 | 1500 | 1750 | 5100 | 297.4 | 500 | 350 | 300 | 0 | 0 | 1500 | 500 | 200 | 100 | 0 | 0
MD70 | Senvion | 750 | 0 | 0 | 600 | 600 | 1500 | 1750 | 5100 | 297.4 | 500 | 350 | 300 | 0 | 0 | 1500 | 500 | 200 | 100 | 0 | 0
MD77 | Senvion | 750 | 0 | 0 | 600 | 600 | 1500 | 1750 | 4300 | 297.4 | 500 | 350 | 300 | 0 | 0 | 1500 | 500 | 200 | 100 | 0 | 0
MM100 | Senvion | 750 | 4900 | 0 | 600 | 600 | 1500 | 1450 | 3300 | 297.4 | 500 | 350 | 300 | 0 | 0 | 0 | 500 | 200 | 100 | 0 | 0
MM82 | Senvion | 750 | 4900 | 0 | 600 | 600 | 1500 | 1200 | 3600 | 297.4 | 500 | 350 | 300 | 0 | 0 | 0 | 500 | 200 | 100 | 0 | 0
MM92 | Senvion | 750 | 4900 | 0 | 600 | 600 | 1500 | 1200 | 2200 | 297.4 | 500 | 350 | 300 | 0 | 0 | 0 | 500 | 200 | 100 | 0 | 0
N100 | Nordex | 750 | 2500 | 0 | 600 | 600 | 1500 | 1200 | 2200 | 297.4 | 500 | 350 | 300 | 0 | 0 | 0 | 500 | 200 | 100 | 0 | 0
N117/2400 | Nordex | 750 | 2500 | 0 | 600 | 600 | 1500 | 1200 | 2200 | 297.4 | 500 | 350 | 300 | 0 | 0 | 0 | 500 | 200 | 100 | 0 | 0
N117/3000 | Nordex | 750 | 2500 | 0 | 600 | 600 | 1500 | 1200 | 2200 | 297.4 | 500 | 350 | 300 | 0 | 0 | 0 | 500 | 200 | 100 | 0 | 0
N117/3600 | Nordex | 750 | 4900 | 0 | 600 | 600 | 1500 | 1200 | 2200 | 297.4 | 500 | 350 | 300 | 0 | 0 | 0 | 500 | 200 | 100 | 0 | 0
N60 | Nordex | 750 | 2500 | 0 | 600 | 600 | 1500 | 1200 | 2200 | 297.4 | 500 | 350 | 300 | 0 | 0 | 950 | 500 | 200 | 100 | 0 | 0
N80 | Nordex | 750 | 4900 | 0 | 600 | 600 | 1500 | 1200 | 3600 | 297.4 | 500 | 350 | 300 | 0 | 0 | 0 | 500 | 200 | 100 | 0 | 0
N90/2300 | Nordex | 750 | 2500 | 0 | 600 | 600 | 1500 | 1200 | 3600 | 297.4 | 500 | 350 | 300 | 0 | 0 | 1500 | 500 | 200 | 100 | 0 | 0
N90/2500 | Nordex | 750 | 2500 | 0 | 600 | 600 | 1500 | 1200 | 3600 | 297.4 | 500 | 350 | 300 | 0 | 0 | 1500 | 500 | 200 | 100 | 0 | 0
S70 | Nordex | 750 | 2500 | 0 | 600 | 600 | 1500 | 1200 | 3600 | 297.4 | 500 | 350 | 300 | 0 | 0 | 1500 | 500 | 200 | 100 | 0 | 0
S77 | Nordex | 750 | 2500 | 0 | 600 | 600 | 1500 | 1200 | 4500 | 297.4 | 500 | 350 | 300 | 0 | 0 | 1500 | 500 | 200 | 100 | 0 | 0
3.4M114 | Senvion | 750 | 0 | 0 | 600 | 600 | 1500 | 1750 | 4300 | 297.4 | 500 | 350 | 300 | 0 | 0 | 0 | 500 | 200 | 100 | 0 | 0
N131/3000 | Nordex | 750 | 4900 | 0 | 600 | 600 | 1500 | 1450 | 4700 | 297.4 | 500 | 350 | 300 | 0 | 0 | 0 | 500 | 200 | 100 | 0 | 0
N131/3300 | Nordex | 750 | 4900 | 0 | 600 | 600 | 1500 | 1750 | 5100 | 297.4 | 500 | 350 | 300 | 0 | 0 | 0 | 500 | 200 | 100 | 0 | 0
N131/3600 | Nordex | 750 | 4900 | 0 | 600 | 600 | 1500 | 1750 | 4800 | 297.4 | 500 | 350 | 300 | 0 | 0 | 0 | 500 | 200 | 100 | 0 | 0
3.4M114 | Senvion | 750 | 0 | 0 | 600 | 600 | 1500 | 1750 | 5200 | 297.4 | 500 | 350 | 300 | 0 | 0 | 0 | 500 | 200 | 100 | 0 | 0
3.7M144 | Senvion | 750 | 0 | 0 | 600 | 600 | 1500 | 1750 | 6400 | 297.4 | 500 | 350 | 300 | 0 | 0 | 0 | 500 | 200 | 100 | 0 | 0
E-48 | Enercon | 750 | 0 | 0 | 600 | 750 | 1650 | 2250 | 6400 | 297.4 | 500 | 350 | 300 | 0 | 0 | 0 | 500 | 200 | 100 | 0 | 0
E-53 | Enercon | 750 | 0 | 0 | 600 | 750 | 1650 | 2250 | 6400 | 297.4 | 500 | 350 | 300 | 0 | 0 | 0 | 500 | 200 | 100 | 0 | 0
E-58/10.58 | Enercon | 750 | 0 | 0 | 600 | 750 | 1650 | 2250 | 6400 | 297.4 | 500 | 350 | 300 | 0 | 0 | 0 | 500 | 200 | 100 | 0 | 0
E-66 | Enercon | 750 | 0 | 0 | 600 | 750 | 1650 | 2250 | 6400 | 297.4 | 500 | 350 | 300 | 0 | 0 | 0 | 500 | 200 | 100 | 0 | 0
E-66/18.70 (E-70) | Enercon | 750 | 0 | 0 | 600 | 750 | 1650 | 2250 | 6400 | 297.4 | 500 | 350 | 300 | 0 | 0 | 0 | 500 | 200 | 100 | 0 | 0
E-66/20.70 (E-70) | Enercon | 750 | 0 | 0 | 600 | 750 | 1650 | 2250 | 6400 | 297.4 | 500 | 350 | 300 | 0 | 0 | 0 | 500 | 200 | 100 | 0 | 0
E-70 E4 (E-78) | Enercon | 750 | 0 | 0 | 600 | 750 | 1650 | 2250 | 6400 | 297.4 | 500 | 350 | 300 | 0 | 0 | 0 | 500 | 200 | 100 | 0 | 0
E-82 | Enercon | 750 | 0 | 0 | 600 | 750 | 1650 | 2250 | 6400 | 297.4 | 500 | 350 | 300 | 0 | 0 | 0 | 500 | 200 | 100 | 0 | 0
E-82 E2 2.000 | Enercon | 750 | 0 | 0 | 600 | 750 | 1650 | 2250 | 6400 | 297.4 | 500 | 350 | 300 | 0 | 0 | 0 | 500 | 200 | 100 | 0 | 0
E-82 E2 2.300 | Enercon | 750 | 0 | 0 | 600 | 750 | 1650 | 2250 | 6400 | 297.4 | 500 | 350 | 300 | 0 | 0 | 0 | 500 | 200 | 100 | 0 | 0
E-82 E3 3.000 | Enercon | 750 | 0 | 0 | 600 | 750 | 1650 | 2250 | 6400 | 297.4 | 500 | 350 | 300 | 0 | 0 | 0 | 500 | 200 | 100 | 0 | 0
E-82 E4 2.350 | Enercon | 750 | 0 | 0 | 600 | 750 | 1650 | 2250 | 6400 | 297.4 | 500 | 350 | 300 | 0 | 0 | 0 | 500 | 200 | 100 | 0 | 0
E-82 E4 3.000 | Enercon | 750 | 0 | 0 | 600 | 750 | 1650 | 2250 | 6400 | 297.4 | 500 | 350 | 300 | 0 | 0 | 0 | 500 | 200 | 100 | 0 | 0
E-92 | Enercon | 750 | 0 | 0 | 600 | 750 | 1650 | 2250 | 6400 | 297.4 | 500 | 350 | 300 | 0 | 0 | 0 | 500 | 200 | 100 | 0 | 0
E-101 3.050 | Enercon | 750 | 0 | 0 | 600 | 750 | 1650 | 2250 | 6400 | 297.4 | 500 | 350 | 300 | 0 | 0 | 0 | 500 | 200 | 100 | 0 | 0
E-101 E2 3.050 | Enercon | 750 | 0 | 0 | 600 | 750 | 1650 | 2250 | 6400 | 297.4 | 500 | 350 | 300 | 0 | 0 | 0 | 500 | 200 | 100 | 0 | 0
E-101 E2 3.500 | Enercon | 750 | 0 | 0 | 600 | 750 | 1650 | 2250 | 6400 | 297.4 | 500 | 350 | 300 | 0 | 0 | 0 | 500 | 200 | 100 | 0 | 0
E-115 2.500 | Enercon | 750 | 0 | 0 | 600 | 750 | 1650 | 2250 | 6400 | 297.4 | 500 | 350 | 300 | 0 | 0 | 0 | 500 | 200 | 100 | 0 | 0
E-115 3.000 | Enercon | 750 | 0 | 0 | 600 | 750 | 1650 | 2250 | 6400 | 297.4 | 500 | 350 | 300 | 0 | 0 | 0 | 500 | 200 | 100 | 0 | 0
G52 | Gamesa | 300 | 0 | 0 | 600 |  | 1500 | 2250 | 0 | 297.4 | 500 | 350 | 300 | 0 | 0 | 0 | 500 | 200 | 100 | 0 | 0
G58 | Gamesa | 300 | 0 | 0 | 600 | 0 | 1650 | 2250 | 0 | 297.4 | 500 | 350 | 300 | 0 | 0 | 0 | 500 | 200 | 100 | 0 | 0
G66 | Gamesa | 300 | 0 | 0 | 600 | 0 | 1650 | 2250 | 0 | 297.4 | 500 | 350 | 300 | 0 | 0 | 0 | 500 | 200 | 100 | 0 | 0
G80 | Gamesa | 300 | 0 | 0 | 600 | 0 | 1650 | 2250 | 0 | 297.4 | 500 | 350 | 300 | 0 | 0 | 0 | 500 | 200 | 100 | 0 | 0
G87 | Gamesa | 300 | 0 | 0 | 600 | 0 | 1650 | 2250 | 0 | 297.4 | 500 | 350 | 300 | 0 | 0 | 0 | 500 | 200 | 100 | 0 | 0
G90 | Gamesa | 300 | 0 | 0 | 600 | 0 | 1650 | 2250 | 0 | 297.4 | 500 | 350 | 300 | 0 | 0 | 0 | 500 | 200 | 100 | 0 | 0
G97 | Gamesa | 300 | 0 | 0 | 600 | 0 | 1650 | 2250 | 0 | 297.4 | 500 | 350 | 300 | 0 | 0 | 0 | 500 | 200 | 100 | 0 | 0
G114 | Gamesa | 300 | 0 | 0 | 600 | 0 | 1650 | 2250 | 0 | 297.4 | 500 | 350 | 300 | 0 | 0 | 0 | 500 | 200 | 100 | 0 | 0
Fundation inspection
Anzahl WEA | Price
1 | 453.15
2 | 453.15
3 | 453.15
4 | 453.15
5 | 380.16
6 | 380.16
7 | 343.33
8 | 303.63
9 | 303.63
10 | 303.63
Note on C4: Marianna Thomsen ¦ Vertrieb ¦ Deutsche Windtechnik: Auswertung von Jörg 22.10.18
Note on I4: Marianna Thomsen ¦ Vertrieb ¦ Deutsche Windtechnik Inspection 5x im BJ--> 1000€*5/20=250€

## Insurance (hidden)
Schadensfälle 2015/2016/2017 DWTS
Jahr | Schadensnummer | Auftragsnr.: | Schadenshöhe | Sonstige Abzüge | Selbstbeteiligung | Schadenort | Komponente | Schadentag | Schadenszahlung Sach | Schadenszahlung BU | Erstattungen Gesamt | Ersattung in % | Kosten Gesamt | Anteil Erstattung: | Ø Ersattung: | Contract | < 5 Years | >5 Years
2015 | MA150009456 | 1377371 + 1377598 | 76849.2 | 31085.89 | 25000 | Meineweh | Generator | 42030 | 20763.31 | 3881.7 | 24645.01 | 0.32069 | -46210.7 | 53.33% | 47.48% | Basic | 0 | 0
| MA150053338 | 1387625 + 1391997 + 1392287 | 214889.04 | 132588.83 | 25000 | Bönen | Planetenlager | 42124 | 57300.21 | 9568.45 | 66868.66 | 0.31118 | -165971 | 40.29% |  | VWoGK | 0 | 0
| MA150006536 | 1374806 + 1376707 | 61267.21 | 28500.92 | 25000 | Dassensen | Generator | 42006 | 7766.29 | 8351.94 | 16118.23 | 0.26308 | -44088 | 36.56% |  | VWmGK | 1.013 | 1.266
| MA150053341 | 1387640 + 1392512 + 1391999 + 1392286 | 216189.29 | 133684.45 | 25000 | Bönen | Planetenlager | 42123 | 57504.84 | 6196.02 | 63700.86 | 0.29465 | -163245 | 39.02% |  | VWmGKR | 1.023 | 1.279
| MA150053434 | 1389149 + 1390183 | 104676.41 | 47777.67 | 25000 | Südergellersen | Generator | 42107 | 31898.74 | 3785.36 | 35684.1 | 0.3409 | -69693 | 51.2% |  | VWmGKRmF | 1.323 | 1.579
| MA150064511 | 1381819 + 1382260 + 1382302 + 1382438 + 1382469 + 1382470 + 1383112 | 461925.64 | 248902.48 | 75000 | Biere | Blattlager | 42068 | 138023.16 | 12118.59 | 150141.75 | 0.32503 | -274141 | 54.77% |  | VVW | 1.571 | 1.964
| MA150053826 | 1388922 + 1388924 + 1389841 + 1389960 + 1398374 | 200399.34 | 139534.31 | 25000 | Schacht | Getriebe | 42137 | 35865.03 | 0 | 35865.03 | 0.17897 | -176483 | 20.32%
| MA150006485 | 1378099 + 1379011 + 1382132 + 1381259 + 1382036 | 361748.26 | 258693.79 | 25000 | Damme | Hauptlager | 42019 | 78054.47 | 57448.52 | 135502.99 | 0.37458 | -234732 | 57.73% |  | Fundamente / Übergabestation / interne Kabel (Trafo außerhalb) etc … → + 0,30€/kW Zuschlag
| MA150058221 | 1369066 + 1398141 + 1398175 + 1398652 + 1398899 | 235366.05 | 145551.38 | 25000 | Brake | Getriebe | 42143 | 64814.67 | 1638.85 | 66453.52 | 0.28234 | -182286.48 | 36.46% |  | externe Kabel → + 0,10€/kW Zuschlag
| MA150066860 | 1395698 + 1396568 | 82076.04 | 37931.69 | 25000 | Kleeberg | Trafo | 42205 | 19144.35 | 437.38 | 19581.73 | 0.23858 | -58735 | 33.34%
| MA150110663 | 1396479 + 1398160 + 1398900 + 1399349 | 238291.45 | 120225.95 | 25000 | Brake | Getriebe | 42142 | 93065.5 | 623.5 | 93689 | 0.39317 | -184615 | 50.75%
| MA150115107 | 14001135 | 241933.97 | 147440.2 | 25000 | Langwedel | Getriebe | 42257 | 69493.77 | 0 | 69493.77 | 0.28724 | -177747 | 39.1%
| MA150064527 | 1394597 + 1394974 + 1395648 + 1396343 | 253880.59 | 156472.09 | 25000 | Boldecker | Getriebe | 42193 | 72408.5 | 2501.63 | 74910.13 | 0.29506 | -200887 | 37.29%
| MA150088696 | 14000391 | 103953.23 | 46804.2 | 25000 | Großenehrich | Generator | 42266 | 32149.03 | 9848.52 | 41997.55 | 0.404 | -46333 | 90.64%
| MA150111026 | 14004580 | 104524.38 | 46972 | 25000 | Moorbach | Generator | 42326 | 32552.38 | 18962.95 | 51515.33 | 0.49285 | -72146 | 71.4%
Jahr | Schadensnummer | Auftragsnr.: | Schadenshöhe | Sonstige Abzüge | Selbstbeteiligung | Schadenort | Komponente | Schadentag | Schadenszahlung Sach | Schadenszahlung BU | Erstattungen Gesamt | Ersattung in % | Kosten Gesamt | Anteil Erstattung: | Ø Ersattung:
2016 | MA165900391 | 1398414 + 1398559 + 1399253 | 100744.87 | 46164.63 | 25000 | Extertal-Meierberg | Trafo | 42228 | 29580.24 | 8411.83 | 37992.07 | 0.37711 | -85240 | 44.57% | 46.95%
| MA165900398 | 1397351 + 1398704 | 72205.95 | 32633.18 | 25000 | Müggenburg | Geno | 42217 | 14572.77 | 2725.18 | 17297.95 | 0.23956 | -51500 | 33.59%
| MA165900453 | 14003391 | 99553.4 | 45441.78 | 25000 | Lohne | Trafo | 42313 | 29111.62 | 17384.6 | 46496.22 | 0.46705 | -78432 | 59.28%
| MA165900679 | 1398400 + 1398561 | 102226.54 | 46630.62 | 25000 | Exertal | Trafo | 42228 | 30595.92 | 6725.77 | 37321.69 | 0.36509 | -85789 | 43.5%
| MA165900670 | 14026171 + 14027805 | 198967.2 | 97087.59 | 25000 | Hangelberg | Getriebe | 42331 | 76879.61 | 7154.73 | 84034.34 | 0.42235 | -133546 | 62.93%
| MA165903961 | 14013836 + 14014194 + 14014195 | 225447.94 | 126115.19 | 25000 | Boldecker | Getriebe | 42458 | 74332.75 | 4451.34 | 78784.09 | 0.34946 | -150504 | 52.35%
| MA165900897 | 14009441 + 14010129 | 69147.94 | 31477.63 | 25000 | Ostenfeld | Geno | 42395 | 12670.31 | 6451.93 | 19122.24 | 0.27654 | -50819 | 37.63%
| MA165903970 | 1392496 + 14011641 + 14011643 | 243757.52 | 149909.88 | 25000 | Morbach | Getriebe | 42410 | 68847.64 | 0 | 68847.64 | 0.28244 | -176485 | 39.01%
| MA165903986 | 14013454 + 14013767 + 14013768 | 212409.42 | 109401.86 | 25000 | Dobberkau | Getriebe | 42451 | 78007.56 | 8986.42 | 86993.98 | 0.40956 | -115432 | 75.36%
| MA165904279 | 14011113 + 14011139 | 103033.44 | 46701.94 | 25000 | Großenehrich | Geno | 42415 | 31331.5 | 4196.71 | 35528.21 | 0.34482 | -69572 | 51.07%
| MA165904286 | 14011610 | 113383.76 | 51461.66 | 25000 | Damme | Geno | 42421 | 36922.1 | 4199.09 | 41121.19 | 0.36267 | -81647 | 50.36%
| MA165904289 | 14012869 + 14014215 | 82928.89 | 37118.74 | 25000 | Grapzow | Trafo | 42432 | 20810.15 | 0 | 20810.15 | 0.25094 | -63857 | 32.59%
| MA165903965 | 14007754 + 14008776 | 151347.05 | 89154.48 | 25000 | Übigau | Hauptwelle | 42373 | 37192.57 | 26773.06 | 63965.63 | 0.42264 | -105522 | 60.62%
| MA165904518 | 14012666 | 92211.69 | 42111.32 | 25000 | Heinrichsdorf | Geno | 42433 | 25100.37 | 4073.85 | 29174.22 | 0.31638 | -49336 | 59.13%
| MA165904520 | 14015738 + 14017221 + 14016223 | 207500.52 | 107447.93 | 25000 | Morbach | Getriebe | 42437 | 75052.59 | 0 | 75052.59 | 0.3617 | -154051 | 48.72%
| MA165904586 | 14016046 + 14016049 | 65632.76 | 32114.73 | 25000 | Oelde-MenninghausenGeno | Geno | 42485 | 8518.03 | 2752.1 | 11270.13 | 0.17172 | -52225 | 21.58%
| MA165904589 | 14015899 + 14017574 + 14017997 | 211260.91 | 130120.43 | 25000 | Damme | Getriebe | 42510 | 56140.48 | 0 | 56140.48 | 0.26574 | -120039 | 46.77%
| MA165904592 | 14016605 + 14017576 + 14017998 | 224692.38 | 138952.41 | 25000 | Damme | Getriebe | 42515 | 60739.97 | 0 | 60739.97 | 0.27033 | -162029 | 37.49%
| MA165904628 | 14015170 + 14016056 | 282595.21 | 139300.26 | 25000 | Biere | Getriebe | 42465 | 118294.95 | 15980.09 | 134275.04 | 0.47515 | -222047 | 60.47%
| MA165905304 | 14018356 + 14019500 | 208630.06 | 128721.35 | 25000 | Dahlenburg | Getriebe | 42479 | 54908.71 | 0 | 54908.71 | 0.26319 | -149922 | 36.62%
| MA165905306 | 14018404 + 14019502 | 222311.86 | 137321.98 | 25000 | Dahlenburg | Getriebe | 42474 | 59989.88 | 0 | 59989.88 | 0.26985 | -158681 | 37.81%
| MA165905308 | 14019424 | 103760.8 | 49223.47 | 25000 | Boldecker | Land | 42542 | 29537.33 | 2359.57 | 31896.9 | 0.30741 | -58552 | 54.48%
| MA165905310 | 14020638 | 95101.75 | 42869.35 | 25000 | Rosenthal | Geno | 42557 | 27232.4 | 1609.93 | 28842.33 | 0.30328 | -53578 | 53.83%
| MA165905421 | 14020404 | 99081.14 | 44438.07 | 25000 | Biere | Geno | 42552 | 29643.07 | 4309.77 | 33952.84 | 0.34268 | -56935 | 59.63%
| MA165900382 | 14009269 + 14012955 + 14015351 | 233016.52 | 124827.12 | 25000 | Dobberkau | Getriebe | 42451 | 83189.4 | 0 | 83189.4 | 0.35701 | -166905 | 49.84%
| MA165906071 | 14019976 + 14020400 | 205076.11 | 103933.63 | 25000 | Dobberkau | Getriebe | 42547 | 76142.48 | 4935.05 | 81077.53 | 0.39535 | -146053 | 55.51%
| MA165906076 | 14027786 + 14025585 + ?? (über Reko 17511392) | 50459.5 | 20183.8 | 25000 | Langwedel | Rotorblatt | 42642 | 5275.7 | 14569.63 | 19845.33 | 0.39329 | -43322 | 45.81%
| MA165906643 | 14021524 + 14021703 | 204581.17 | 126472.61 | 25000 | Tralau | Getriebe | 42569 | 53108.56 | 0 | 53108.56 | 0.2596 | -145770 | 36.43%
| MA165906645 | 14018030 + 14018213 | 217611.4 | 114079.38 | 25000 | Farnstädt | Getriebe | 42517 | 78532.02 | 0 | 78532.02 | 0.36088 | -131702 | 59.63%
| MA165906722 | 14025185 + 14026492 | 197851.31 | 99389.62 | 25000 | Brake | Getriebe | 42626 | 73461.69 | 0 | 73461.69 | 0.3713 | -116178 | 63.23%
| MA165906726 | 14023478 + 14024137 | 50429.42 | 22714.83 | 25000 | Dassensen | Hauptlager | 42570 | 2714.59 | 0 | 2714.59 | 0.053829 | -46031 | 5.897%
| MA165906823 | 1369068 + 14024695 | 210096.69 | 106969.2 | 25000 | Mücklingen | Getriebe | 42630 | 78127.49 | 0 | 78127.49 | 0.37186 | -141736 | 55.12%
| MA165906847 | 14026171 + 14027805 | 198689.27 | 100946.42 | 25000 | Hangelberg | Getriebe | 42468 | 72742.85 | 0 | 72742.85 | 0.36611 | -133546 | 54.47%
| MA165906849 | 14026867 + 14027389 | 201352.31 | 123981.46 | 25000 | Hangelberg | Getriebe | 42452 | 52370.85 | 0 | 52370.85 | 0.2601 | -137779 | 38.01%
| MA165906833 | 14024831 + 14028641 | 211839.26 | 115730.04 | 25000 | Farnstädt | Getriebe | 42510 | 71109.22 | 0 | 71109.22 | 0.33568 | -122533 | 58.03%
| MA165906728 | 14020933 + 14022032 | 201556.3 | 130350.71 | 25000 | Asendorfer | Getriebe | 42537 | 46205.59 | 0 | 46205.59 | 0.22924 | -127050 | 36.37%
| MA165905819 | 14015862 + 14020768 | 215980.53 | 146335.21 | 25000 | Mildenberg | Getriebe | 42404 | 44645.32 | 0 | 44645.32 | 0.20671 | -131595 | 33.93%
| MA165906889 | 14030366 + 14037536 + 14033502 + 14031521 | 69299.74 | 31585.62 | 25000 | Rehhorst | Geno | 42696 | 12714.12 | 0 | 12714.12 | 0.18347 | -42009 | 30.27%
| MA165906853 | 14019054 + 14020399 | 220649.96 | 120763.85 | 25000 | Boldecker | Getriebe | 42535 | 74886.11 | 0 | 74886.11 | 0.33939 | -152938 | 48.97%
Jahr | Schadensnummer | Auftragsnr.: | Schadenshöhe | Sonstige Abzüge | Selbstbeteiligung | Schadenort | Komponente | Schadentag | Schadenszahlung Sach | Schadenszahlung BU | Erstattungen Gesamt | Ersattung in % | Kosten Gesamt | Anteil Erstattung: | Ø Ersattung:
2017 | MA175901128 | 14031113 + 14031538 | 97107.39 | 43744.4 | 25000 | Biere | Geno | 42675 | 28362.99 | 0 | 28362.99 | 0.29208 | -55741 | 50.88% | 51.47%
| MA175901963 | 14037926 + 14038034 + 14039352 | 85675.69 | 39308.09 | 25000 | Mücklingen | Trafo | 42790 | 21367.6 | 24365.06 | 45732.66 | 0.53379 | -53027 | 86.24%
| MA175904254 | 14037375 + 14038058 | 93406.96 | 42041.12 | 25000 | Farnstädt | Geno | 42783 | 26365.84 | 20326.31 | 46692.15 | 0.49988 | -47527 | 98.24%
| MA175904207 | 14035834 + 14035898 + 14035899 | 89762.36 | 41147.59 | 25000 | Elsterwerda | Geno | 42751 | 23614.77 | 0 | 23614.77 | 0.26308 | -54722 | 43.15%
| MA175904253 | 14034710 + 14037290 | 230358.72 | 108854.59 | 25000 | Dobberkau | Getriebe | 42747 | 96504.13 | 0 | 96504.13 | 0.41893 | -161204 | 59.86%
| MA175904260 | 14043437 + 14043654 | 100704.72 | 45387.34 | 25000 | Rehfeld | Geno | 42872 | 30317.38 | 2664.4 | 32981.78 | 0.32751 | -56126 | 58.76%
| MA175904258 | 14038519 + 14039177 | 56882.5 | 25830.65 | 25000 | Ahrensbök | Geno | 42801 | 6051.85 | 604.41 | 6656.26 | 0.11702 | -46000 | 14.47%
| MA175904256 | 14038640 + 14039350 | 101819.95 | 45703.21 | 25000 | Kutzleben | Geno | 42801 | 31116.74 | 1902.3 | 33019.04 | 0.32429 | -58475 | 56.47%
| MA175904911 | 14049401 + 14051384 | 148127.69 | 64279.06 | 25000 | Langwedel | Geno | 42914 | 58848.63 | 0 | 58848.63 | 0.39728 | -156052 | 37.71%
| MA175904912 | 14047336 + 14047341 | 101457.45 | 45653.73 | 25000 | Wriezener | Geno | 42930 | 30803.72 | 0 | 30803.72 | 0.30361 | -65670 | 46.91%
| MA175901965 | 14036152 + 14036183 | 57817.09 | 26145.29 | 25000 | Dassensen | Geno | 42774 | 6671.8 | 0 | 6671.8 | 0.11539 | -29006 | 23%
| MA175905070 | 14043763 + 14045238 + 14045239 | 209605.47 | 125512.46 | 25000 | Krummensee | Blattlager | 42871 | 59093.01 | 20569.31 | 79662.32 | 0.38006 | -135930 | 58.61%
| MA175905067 | 14040514 + 14041577 | 211162.89 | 96916.61 | 25000 | Gummarsasen | Getriebe | 42820 | 89246.28 | 21734.51 | 110980.79 | 0.52557 | -152541 | 72.75%
| MA175905116 | 14042987 + 14043061 | 200536.12 | 123559.27 | 25000 | Großenehrich | Getriebe | 42746 | 51976.85 | 0 | 51976.85 | 0.25919 | -124036 | 41.9%
| MA175905119 | 14042397 + 14047643 + 14046511 | 211193.5 | 129481.72 | 25000 | Reichenbach-Steegen | Getriebe | 42858 | 56711.78 | 0 | 56711.78 | 0.26853 | -131200 | 43.23%
| MA175905535 | 14050959 + 14051313 + 14051314 | 95931.84 | 44108.6 | 25000 | Extertal | Geno | 42989 | 26823.24 | 3882.45 | 30705.69 | 0.32008 | -56809 | 54.05%
| MA175905786 | 14046933 + 14048507 | 208424.83 | 97379.13 | 25000 | Boldecker | Getriebe | 42899 | 86045.7 | 0 | 86045.7 | 0.41284 | -131625 | 65.37%
| MA175905787 | 14035247 + 14038520 + 14038087 | 229194.88 | 185650.93 | 25000 | Langenrieth | Getriebe | 42754 | 18543.95 | 1455.35 | 19999.3 | 0.087259 | -134278 | 14.89%
48.63%
Jahr
2016
Windpark | Anlagen-nummer | Datum Ausfall | Schaden | Selbstbehalt MA | angezeigte Summe MA | angezeigte Summe BU* | angezeigte Summe GESAMT | Entschädigung Versicherung MA | Entschädigung Versicherung BU | Entschädigung Versicherung GESAMT | Prozentuale Entschädigung Versicherung
SPDM I | 586 | 2016-12-28 | Generatorschleifringtausch | 25000 | 17465 | 23156.53 | 40621.53 | 0 | 23156.53 | 23156.53 | 57.01%
Blumenhagen | FL574 | 2017-01-19 | Netzteil AEG defekt Pitchumbau | 25000 | 85949.86 | 13609.92 | 97174.86 | 39040.93 | 13609.92 | 52650.85 | 54.18%
Blumenhagen | FL574 | 2017-04-12 | Generatorlager | 0 | 0 | 19830.39 | 19830.39 | 0 | 19830.39 | 19830.39 | 100%
Meitze-Wedemark | 70520 | 2017-06-07 | Getriebeschaden / mind. Zwischenwelle Genoseitig Lager Riss im Innenring | 25000 | 159564 | 18812.74 | 178376.74 | 59940.56 | 18812.74 | 78753.3 | 44.15%
Momerstroff | 8197 | 2017-06-14 | Austausch Lager HSS und der schnellen Welle | 25000 | 36933 | 31804.38 | 68737.38 | 0 | 31804.38 | 31804.38 | 46.27%
Dörrenzimmern | WP | 2017-10-05 | defekte Parkverkabelung | 5000 | 22864.89 | 19124.58 | 41989.47 | 17121.33 | 19124.58 | 36245.91 | 86.32%
Großvargula | RE70079 | 2017-09-25 | Trafo defekt | 5000 | 10246.36 | 0 | 10246.36 | 533.03 | 0 | 533.03 | 5.202%
SPDM I+II | FL584 FL803 | 2017-09-25 | Trafotausch | 50000 | 157194.74 | 0 | 157194.74 | 37952.36 | 0 | 37952.36 | 24.14%
Kalsow | NX70455 | 2018-02-23 | Generatorschaden | 25000 | 3071.64 | 5367.13 | 8438.77 | 0 | 5367.13 | 5367.13 | 63.6%
Laakdal | RE70570 | 2017-12-30 | Trafotausch u. Mittelspannungskabel | 5000 | 27608.08 | 15461.43 | 43069.51 | 9887.84 | 15461.43 | 25349.27 | 58.86%
Lampaden | 70080 | 2017-11-02 | Netzschütz wurde durch defekten Schleifring zerstört | 25000 | 40537.67 | 9372.65 | 49910.32 | 11362.4 | 9372.65 | 20735.05 | 41.54%
Wallmersbach | 70174 | 2018-01-15 | Trafotausch | 5000 | 33168.74 | 0 | 33168.74 | 10164.43 | 0 | 10164.43 | 30.64%
Premslin | 70394 | 2017-12-09 | Geno defekt | 25000 | 106637.11 | 32425.03 | 139062.14 | 32467.27 | 32425.03 | 64892.3 | 46.66%
Gembeck | RE70284 | 2018-03-21 | Generatorlagerschaden | 25000 | N/A | N/A | N/A | N/A | N/A | N/A | -
Blumenhagen | 575 | 2018-03-05 | Wälzlagertausch | 25000 | 28257.8 | 17255.38 | 45513.18 | 0 | 17255.38 | 17255.38 | 37.91%
Blumenhagen | 573 | 2018-02-26 | Wälzlagertausch | 25000 | 19924.87 | 12070.23 | 31995.1 | 0 | 12070.23 | 12070.23 | 37.73%
-
-
-
-
[5 empty] | 701241.09 | 188964.78 | 887820.95 | 218470.15 | 188964.78 | 407434.93 | 48.95%

## Service Rates (hidden)
Counrty | Rate | Yearly hours Service Technican | Yearly Expenses - Service Technican | Yearly Costs - Service Car | Materialkosten zuschlag | GK Zuschlag
Austria |  | 1600 | 40000 | 20000 | 8% | 5%
Belgium |  | 1600 | 40000 | 20000 | 8% | 5%
France | 55 | 1235 | 73500 | 21000 | 8% | 5%
Germany | 30 | 1600 | 48000 | 20000 | 0% | 0%
Netherlands | 31 | 1600 | 40000 | 20000 | 8% | 5%
Poland | 21.68 | 1600 | 45000 | 20000 | 8% | 5%
Spain | 22.64 | 1725 | 38000 | 10000 | 8% | 5%
Sweden | 36 | 1600 | 59400 | 40000 | 8% | 5%
UK | 29.0625 | 1600 | 46500 | 20000 | 8% | 5%
USA |  | 1600 | 40000 | 20000 | 8% | 5%
Denmark | 31 | 1600 | 40000 | 20000 | 8% | 5%
Note on B4: Marianna Thomsen ¦ Vertrieb ¦ Deutsche Windtechnik: Von Christian
Note on B6: Marianna Thomsen ¦ Vertrieb ¦ Deutsche Windtechnik: Email Hristo 02.10.18
Note on B7: Marianna Thomsen ¦ Vertrieb ¦ Deutsche Windtechnik: Email von Hristo 02.10.2018
Note on B8: Marianna Thomsen ¦ Vertrieb ¦ Deutsche Windtechnik: Email von Hristo 02.10.2018
Note on B9: Marianna Thomsen ¦ Vertrieb ¦ Deutsche Windtechnik: Mail von Hristo 11.11.18
Note on E9: Marianna Thomsen ¦ Vertrieb ¦ Deutsche Windtechnik: Email Hristo 30.08.18 10000 Operational Leasing +210000/7 ( Tools for 1 service can div. 7 year
Note on B10: Marianna Thomsen ¦ Vertrieb ¦ Deutsche Windtechnik: Email von Hristo 02.10.2018

## HelpInput (hidden)
Author | Email | Phone | Company | Country | Service Technican Rate |  | Tower | Yes/No | Contract | Availability | Availability Method | Language | Option | Disposition | hub height | m/f | Availability2
Jörg Fuchs | j.fuchs@deutsche-windtechnik.com | +49 175 56 95 60 4 | X-Service | Germany |  |  | Lattice Tower | Yes | Basic | none | time based | German | included | Dezentral | 75 | m | farm
Jasper Salzwedel | j.salzwedel@deutsche-windtechnik.com | +49 172 57 62 91 1 | Service | Belgium |  |  | Tabular Tower | No | Basic + | 0.95 | energy based | Englisch | excluded | Zentral | 90 | f | single WTG
Mohamed Metahri | m.metahri@deutsche-windtechnik.com | +49 174 93 90 07 8 | X-Service | France |  |  |  |  | VWoGK | 0.96 |  | Spanisch | Inspection |  | 100
Boy Kliemann | B.Kliemann@deutsche-windtechnik.com | +49 151 46 50 29 80 | Service | Germany |  |  |  |  | VWmGK | 0.97 |  | French | Inspection & replacement |  | 115
Hanns Schütz | H.Schuetz@deutsche-windtechnik.com | +49 151 54 40 33 65 | Service | Netherlands |  |  |  |  | VWmGKR | 0.975 |  | Swedish |  |  | 125
Melf Lorenzen | Melf.Lorenzen@deutsche-windtechnik.com | +1 832 274 2670 | Service | Poland |  |  |  |  | VVW | 0.98 |  | Dutch
Hristoslav Pavlov | H.Pavlov@deutsche-windtechnik.com | +49 151 54 40 33 52 | Service | Spain | [5 empty] | 0.985 |  | Polish
Christian Winkenjohann | C.Winkenjohann@deutsche-windtechnik.com | +49 151 19 53 67 60 | Service | Sweden | [5 empty] | 0.99
William O’Donnel | W.odonnell@deutsche-windtechnik.com | +44 7496 950 409 | Service | UK
Alfredo Del Tiempo Pina | a.deltiempo-pina@deutsche-windtechnik.com | +34 976 216 038 | Service | USA
Wojciech Luzniak | W.Luzniak@deutsche-windtechnik.com | +48 505 975 567 | Service | Denmark
Monika Niesporek | M.Niesporek@deutsche-windtechnik.com | +46 70 303 29 30 | Service
Geert Timmers | G.Timmers@deutsche-windtechnik.com | +31 613 781 669 | O+C
Philipp Alberti | p.alberti@deutsche-windtechnik.com | +49 174 91 84 90 3 | X-Service | Germany
Severin Mielimonka | s.mielimonka@deutsche-windtechnik.com | +49 171 12 00 11 9 | X-Service | Germany
NEGMICON | Siemens | Vestas | Senvion | Fuhrländer | Nordex | Enercon | Gamesa
NM48/750 | AN Bonus 1000 | V52-850 | 3.2M114 | FL2500/100 | N100 | E-48 | G52
NM52/900 | AN Bonus 1300 | V66-1.65 RCC | 3.4M104 | FL2500/104 | N117/2400 | E-53 | G58
NM60/1000 | AN Bonus 300 | V66-1.75 VCS | 3.4M122 | FL2500/80 | N117/3000 | E-58/10.58 | G66
NM64c/1500 | AN Bonus 450 | V80-2.0 Mk1 - 5 | 3.4M140 | FL2500/90 | N117/3600 | E-66 | G80
NM72 | AN Bonus 600 | V90-2.0 Mk1 - 5 | 3.6M114 | FL70 | N60 | E-66/18.70 (E-70) | G87
NM82 | AN Bonus 2000 | V90-2.0 Mk7 | 3.2M122 | FL77 | N80 | E-66/20.70 (E-70) | G90
| SWT-2.3-82 (CS) | V90-2.0 Mk8 | 3.6M140 |  | N90/2300 | E-70 E4 (E-78) | G97
| SWT-2.3-93 VS |  | MD70 |  | N90/2500 | E-82 | G114
|  |  | MD77 |  | S70 | E-82 E2 2.000
|  |  | MM100 |  | S77 | E-82 E2 2.300
|  |  | MM82 |  | N131/3000 | E-82 E3 3.000
|  |  | MM92 |  | N131/3300 | E-82 E4 2.350
[5 empty] | N131/3600 | E-82 E4 3.000
E-92
E-101 3.050
E-101 E2 3.050
E-101 E2 3.500
E-115 2.500
E-115 3.000
WEA Type | Output Power |  | Availability Guarantee
NM48/750 | 750 |  | 95%
NM52/900 | 900 |  | 95.5%
NM60/1000 | 1000 |  | 96%
NM64c/1500 | 1500 |  | 96.5%
NM72 | 1500 |  | 97%
NM82 | 1500 |  | 97.5%
AN Bonus 1000 | 1000 |  | 98%
AN Bonus 1300 | 1300 |  | excluded
AN Bonus 300 | 300
AN Bonus 450 | 450
AN Bonus 600 | 600
AN Bonus 2000 | 2000
SWT-2.3-82 (CS) | 2300
SWT-2.3-93 VS | 2300
V52-850 | 850
V66-1.65 RCC | 1650
V66-1.75 VCS | 1750
V80-2.0 Mk1 - 5 | 2000
V90-2.0 Mk1 - 5 | 2000
V90-2.0 Mk7 | 2000
V90-2.0 Mk8 | 2000
3.2M114 | 3200
3.4M104 | 3400
3.4M122 | 3400
3.4M140 | 3400
3.6M114 | 3600
3.2M122 | 3200
3.6M140 | 3600
MD70 | 1500
MD77 | 1500
MM100 | 2000
MM82 | 2050
MM92 | 2050
FL2500/100 | 2500
FL2500/104 | 2500
FL2500/80 | 2500
FL2500/90 | 2500
FL70 | 1500
FL77 | 1500
N100 | 2500
N117/2400 | 2400
N117/3000 | 3000
N60 | 1300
N80 | 2300
N90/2300 | 2300
N90/2500 | 2500
S70 | 1500
S77 | 1500
N131/3000 | 3000
N131/3300 | 3300
N131/3600 | 3600
E-48 | 800
E-53 | 800
E-58/10.58 | 1000
E-66 | 1800
E-66/18.70 (E-70) | 1800
E-66/20.70 (E-70) | 2000
E-70 E4 (E-78) | 2300
E-82 | 2000
E-82 E2 2.000 | 2000
E-82 E2 2.300 | 2300
E-82 E3 3.000 | 3000
E-82 E4 2.350 | 2350
E-82 E4 3.000 | 3000
E-92 | 2300
E-101 3.050 | 3050
E-101 E2 3.050 | 3050
E-101 E2 3.500 | 3500
E-115 2.500 | 2500
E-115 3.000 | 3000
G52 | 850
G58 | 850
G66 | 1650
G80 | 2000
G87 | 2000
G90 | 2000
G97 | 2000
G114 | 2000
N117/3600 | 3600