## Cover Sheet (hidden)
Common Service Calculation Tool

## Input
Input
Customer
| Company: |  | innogy | Contract Person:
| Street & number: |  | Rellinghauserstr. 27 | Language: | German
| Postal Code, City: |  | 45128 Essen | Phone number:
| Country: |  | Deutschland | Email: | s.koch@innogy.com
Windfarm
| Name: |  | Wönkhausen | Hub height [m]: | 90
| Country: |  | Germany | Rated power [kW] | 2000
| Amount of WTG: |  | 4 | Commissioning date: | 2002-12-01
| WTG manufacturer: |  | Vestas | Distance service station [km]: | 75
| WTG type: |  | V80-2.0 Mk1 - 5 | Service lift available: | No
| Region: |  |  | Windfram additions:
Contract + Options
| Contract model: |  | VWoGK | Recurring inspection of WTG & tower | excluded
| Commencement date: |  | 2019-01-01 | Electrical equipment inspection DIN IEC 60364/ DGUV V3 | included
| Duration [years]: |  | 2 | AIA / ZÜS service lift | included
| Damages caused by natural forces |  | excluded | Service lift maintenance | excluded
| Rotor blade inspection |  | excluded | AIA / ZÜS pressure equipment | excluded
| Rotor blade replacement in full maintenance contract |  | excluded | Statutory inspections & maintenance of safety equipment | included
| Foundation inspection |  | excluded | 24/7 Control | included
| Gear box endoscopy |  | excluded | Free(per WTG/year):
| Gear box oil exchange |  | excluded | Free(per WTG/year):
Calculation
| Tool version: |  | 1 | Email: | j.fuchs@deutsche-windtechnik.com
| Preparation date: |  | 2018-09-17 | Phone.: | 49 175 56 95 60 4
| Author: |  | Jörg Fuchs | Company: | Xservice
Remarks
| 1) | DWTS hat einen laufenden VWoGK für da Projekt
2)
3)
Note on D17: Marianna Thomsen ¦ Vertrieb ¦ Deutsche Windtechnik Please select the Individual Options for every Contract Option. The Selection is only for the Insurance costs and has no effect for the options.
Note on G20: Marianna Thomsen ¦ Vertrieb ¦ Deutsche Windtechnik: Bitte manuell über die Freifelder eintragen.
Note on G21: Marianna Thomsen ¦ Vertrieb ¦ Deutsche Windtechnik: Bitte manuell über Freifelder eingeben.
Note on D25: Marianna Thomsen ¦ Vertrieb ¦ Deutsche Windtechnik:für DWTS manuell über Freifelder hinzufügen

## Output
Main Components (MC)
| Selection: |  | Gearbox: | Generator: | Main Bearing & Shaft | Transformer: | Blade Bearing: | Yaw Gearbox: | Blade Repairs: | Costs per WTG (by tool)
Tool | Costs per WTG per year |  | 0 | 0 | 0 | 0 | 0 | 0 | 0
| Costs per wind farm per contract duration |  | 0 | 0 | 0 | 0 | 0 | 0 | 0 | Cost category | Costs (average):
| Main components per WTG per contract duration |  | 0.17 | 0.07 | 0.07 | 0.07 | 0 | 0 | 0.2 | Maintenance: | 3353.75
Sales | Costs per WTG per year |  | 0 | 0 | 0 | 0 | 0 | 0 | 0 | Unscheduled Maintenance: | 10130
| Costs per wind farm per contract duration |  | 0 | 0 | 0 | 0 | 0 | 0 | 0
| Main components per WTG per contract duration |  | 0.17 | 0.07 | 0.07 | 0.07 | 0 | 0 | 0.2 | Options: | 2400
| Correction MC (+/- number of main components) |  | 0 | 0 | 0 | 0 | 0 | 0 | 0
|  |  | 0 | [6 empty] | Insurance: | 0
Difference MC
| Differenc MC |  | Gearbox: | Generator: | Main Bearing & Shaft | Transformer: | Blade Bearing: | Yaw Gearbox: | Blade Repairs: | Gearbox: | 0
| Tool |  | 0 | 0 | 0 | 0 | 0 | 0 | 0
| Sales |  | 0 | 0 | 0 | 0 | 0 | 0 | 0 | Generator: | 0
| Difference |  | 0 | 0 | 0 | 0 | 0 | 0 | 0
[10 empty] | Main Bearing & Shaft | 0
Summary Costs with correction of MC
| Selection: |  | Maintenance: | Unscheduled Maintenance: | MC: | Insurance costs: | insurance refunds MC | options / others |  | Transformer: | 0
| Costs WTG per year |  | 3353.75 | 10130 | 0 | 0 | 0 | 2400
| Costs per wind farm per contract duration |  | 26830 | 81040 | 0 | 0 | 32737.558 | 19200 |  | Blade Bearing: | 0
| Sales price (decentralized service concept) | [8 empty] | Yaw Gearbox: | 0
Tool | Selection: | Overheads in % | Costs: | Calculation margin: | Revenues: | Result EUR: | Price:
| WTG per year |  | 15883.75 | 20% | 24778.65 | 8894.9 | 24778.65 |  |  | Blade Repairs | 1000
| Costs incl. Overheads | 30% | 20648.875
| Wind farm per duration |  | 41297.75 |  | 49557.3 | 8259.55
Sales | WTG per year with overheads |  | 15883.75 | 21.07% | 25000 | 9116.25 | 25000
| Costs incl. Overheads | 30% | 20648.875
| Wind farm per duration |  | 41297.75 |  | 49557.3 | 8259.55
| Difference |  | 0 | 1.072% | 221.35 | 221.35 | 221.35

## Output-zentral
Sales price calculation (centralized service concept / service center in wind farm)
|  |  | Per WTG per year | Per wind farm per year
| Total material costs without MC: |  | 5946 | 23784
| Total manhours without MC: |  | 205 | 820
| Yearly net hours: |  | 1600 | 1600 |  | Please fill in all the information in the "Output".
| Required number of service technicans (theory): |  | 0.12812 | 0.5125
| Required number of service technicans (sales): |  | 0.12 | 10 |  | This is referenced on this worksheet.
| Required number of service cars / vans (theory): |  | 0.06 | 5
| Required number of service cars / vans (sales): |  | 0.06 | 1
| Yearly expenses for service technicians: |  | 5760 | 480000
| Total personnel expenses: |  | 5760 | 480000
| Service car / van costs: |  | 20000 | 20000
| Main component costs: |  | 0 | 0
| Insurance costs: |  | 0 | 0
| Insurance refunds: |  | 0 | 0
| Options / Others: |  |  | 9600
| Total Yearly |  | 31706 | 523784
| Selection: | Overheads in % | Costs: | Calculation margin: | Revenues: | Result EUR: | Price:
Sales | WTG per year |  | 130946 | -76.5% | 40000 | -90946 | 40000
| Costs incl. Overheads | 30% | 170229.8
| Wind farm per duration |  | 523784 |  | 5028850184 | 5028326400

## Executive Summary
Executive Summary
| Costumer |  |  | Special features of the contract | Calculation Result
| Name: |  | innogy | Deviations from standard | Costs per WTG: | 20648.875
| Contract Person: |  | 0 |  | Price per WTG: | 25000
| Adress Street, House Number: |  | Rellinghauserstr. 27 |  | Revenues per wind farm: | 9116.25
| Postal Code, City: |  | 45128 Essen |  | Calculation margin: | 21.07%
| Country: |  | Deutschland |  | Overhead rate: | 30%
| Windfarm |  |  | Scope of supply
| Name: |  | Wönkhausen
| WTG manufacturer: |  | Vestas
| WTG Type |  | V80-2.0 Mk1 - 5
| Number of WTG: |  | 4
| Commissioning Date: |  | 2002-12-01
| Counrty: |  | Germany | Needed intercompany services
| Region: |  | 0
Contract
| Contract model: |  | VWoGK
| Duration: |  | 2
| Commencement date: |  | 2019-01-01 | Important for contract
| Planned signature date: |  | 2018-10-10
| Damages caused by natural forces | excluded | 0
| Rotor blade inspection | excluded | 0
| Rotor blade replacement in full maintenance contract | excluded | 0
| Foundation inspection | excluded | 0 | Extraordinary risks / Commercially important topics
| Gear box endoscopy | excluded | 0
| Gear box oil exchange | excluded | 0
| Recurring inspection of WTG & tower | excluded | 0
| Electrical equipment inspection DIN IEC 60364/ DGUV V3 | included | 300
| AIA / ZÜS service lift | included | 600
| Service lift maintenance | excluded | 0
| AIA / ZÜS pressure equipment | excluded | 0
| Statutory inspections & maintenance of safety equipment | included | 750
| 24/7 Control | included | 750
| Free(per WTG/year): |  | 0
| Free(per WTG/year): |  | 0
| Summe Options |  | 2400
Calculation assumptions
| Next service station: |  | 75
| Service technican hourly rate: |  | 30
| Total time for maintenance per WTG: |  | 79.5
| Total time for Unschedueld Maintenance per WTG: |  | 107
MC assumptaions per duration per WTG
| Gearbox: |  | 0.17
| Generator: |  | 0.07
| Main Bearing & Shaft |  | 0.07
| Transformer: |  | 0.07
| Blade Bearing: |  | 0
| Yaw Gearbox: |  | 0
| Created by: |  | Jörg Fuchs
| Disposition: |  | Dezentral

## Change
Change
Date | Remark | Revision Number

## Cost Calculation (hidden)
Scheduled Maintenance | [5 empty] | Unscheduled Maintenance |  |  |  |  | Main Components | [11 empty] | Insurance Costs |  |  |  | Berechnung zu Krankosten | [10 empty] | Central Disposition
| Personal Costs |  |  |  |  | Costs | [21 empty] | Main Component | weight | Hub Height | Additional crane | days of crane use | Row Weight | Comparison | Costs additional crane | Costs for days of crane use | Summary Crane Costs |  | per WTG | per WF
| Typ | Man hours | Frequency | Costs | Number of collected data |  |  | Costs |  | Number of collected data | Main Components | [6 empty] | Main Components with Addicator | [5 empty] | Costs | [13 empty] | Scheduled Maintenance | 98 | 392
| Typ 1 | 11 | 4 | 506 | 329 | Material | 5300 | 5300 |  | 0 | Multiplicator | Main Component | Component Costs | negative case | average case | Crane Costs | Assamblycosts (Manhours) |  | average case |  |  |  | per kW | 0 | 0 |  |  | Gearbox | 16.5 | 90 | No | 1 | 30 | 11576.125 | 0 | 3657.5 | 15233.625 | Unscheduled Maintenance | 107 | 428
| Type 2 Maintenance | 27 | 2 | 621 | 114 | Manhours | 107 | 3210 |  | 0 | [12 empty] | per WTG | 0 | 0 |  |  | Generator | 5.8 | 90 | No | 1 | 10 | 7412.075 | 0 | 2640 | 10052.075 | Total Yearly hours | 205 | 820
| Type 3 Maintenance | 38 | 2 | 874 | 255 | Total Yearly Costs | 8510 |  |  |  | 0 | Gearbox | 100000 | 0.25 | 0.17 | 15233.625 | 4800 | Gearbox | 0.17 | [5 empty] | 0 |  |  | Transformer | 5.5 | 90 | No | 1 | 10 | 7412.075 | 0 | 2640 | 10052.075
| Type 4 Maintenance | 2.5 | 0 | 0 | 98 | [5 empty] | 0 | Generator | 55000 | 0.09 | 0.07 | 10052.075 | 3300 | Generator | 0.07 | [8 empty] | Blade Bearing | 0 | 90 | No | 1 | 5 | 75 | 0 | 75 | 150
| 2Y-Maintenance | 0 | 1 | 0 | 0 | [5 empty] | 0 | Transformer | 32000 | 0.09 | 0.07 | 10052.075 | 0 | Transformer | 0.07 |  |  |  | Options |  |  |  |  | Yaw Gearbox | 0 | 90 | No | 0 | 5 | 0 | 0 | 0 | 0 | Material Costs
| 3Y-Maintenance | 0 | 1 | 0 | 0 | [5 empty] | 0 | Blade Bearing | 62500 | 0 | 0 | 150 | 0 | Blade Bearing | 0 | [8 empty] | Main Bearing & Shaft | 12 | 90 | No | 3 | 15 | 8739.775 | 0 | 10147.5 | 18887.275 | Scheduled Maintenance | 646 | 2584
| 4Y-Maintenance | 1 | 0 | 0 | 52 | [5 empty] | 0 | Yaw Gearbox | 0 | 0 | 0 | 0 | 1642.5 | Yaw Gearbox | 0 |  |  |  |  | included/excluded | Price for Option | [12 empty] | Unscheduled Maintenance | 5300 | 21200
| 6Y-Maintenance | 0 | 1 | 0 | 0 | [5 empty] | 0 | Main Bearing & Shaft | 80800 | 0.09 | 0.07 | 18887.275 | 0 | Main Bearing & Shaft | 0.07 |  |  |  | Damages caused by natural forces | excluded | 6400 | 0 | [11 empty] | Total Yearly Costs | 5946 | 23784
| 10Y-Maintenance | 0 | 0 | 0 | 0 | [5 empty] | 0 | Blade Repair | 1000 | 0 | 0 | 0 | 0 | Blade Repair | 0 |  |  |  | Rotor blade inspection | excluded | 1200 | 0 | [11 empty] | Remote Control
| 20Y-Maintenance | 0 | 0 | 0 | 0 | [17 empty] | Rotor blade replacement in full maintenance contract | excluded | 0 | 0
|  | 98 | 11 | 2001 | [7 empty] | Costs Main Component | [5 empty] | Costs Main Component with Addicator |  |  |  |  | Foundation inspection | excluded | 0 | 0
[13 empty] | per year | per year | for Contract Duration | for Contract Duration |  |  | per year | per year | for Contract Duration | for Contract Duration | Gear box endoscopy | excluded | 1500 | 0
[13 empty] | negative | average | negative | average |  |  | average | average | negative | average | Gear box oil exchange | excluded | 0 | 0
| Material Costs | [10 empty] | Gearbox | 12500 | 8500 | 25000 | 17000 |  | Gearbox | 8500 | 0 | 17000 | 0 | Recurring inspection of WTG & tower | excluded | 350 | 0
| Typ | Material | Frequency | Costs |  | Average Driving | [5 empty] | Generator | 2475 | 1925 | 4950 | 3850 |  | Generator | 1925 | 0 | 3850 | 0 | Electrical equipment inspection DIN IEC 60364/ DGUV V3 | included | 300 | 300
| Typ 1 | 51 | 4 | 51 |  |  | Manhours | Kilometer | Costs |  |  | Transformer | 1440 | 1120 | 2880 | 2240 |  | Transformer | 1120 | 0 | 2240 | 0 | AIA / ZÜS service lift | included | 600 | 600
| Type 2 Maintenance | 157 | 2 | 157 |  |  | 2.0833 | 150 | 128.5 |  |  | Blade Bearing | 0 | 0 | 0 | 0 |  | Blade Bearing | 0 | 0 | 0 | 0 | Service lift maintenance | excluded | 0 | 0
| Type 3 Maintenance | 438 | 2 | 438 |  | Yearly Costs | 20.8333 | 3000 | 1620 |  |  | Yaw Gearbox | 0 | 0 | 0 | 0 |  | Yaw Gearbox | 0 | 0 | 0 | 0 | AIA / ZÜS pressure equipment | excluded | 0 | 0
| Type 4 Maintenance | 2 | 0 | 0 | [7 empty] | Main Bearing & Shaft | 3636 | 2828 | 7272 | 5656 |  | Main Bearing & Shaft | 2828 | 0 | 5656 | 0 | Statutory inspections & maintenance of safety equipment | included | 750 | 750
| 2Y-Maintenance | 0 | 1 | 0 | [7 empty] | Total Main Compone | 20051 | 14373 | 40102 | 28746 |  | Total Main Compone | 14373 | 0 | 28746 | 0 | 24/7 Control | included | 750 | 750
| 3Y-Maintenance | 0 | 1 | 0 | [18 empty] | Free(per WTG/year): | 0 | 0 | 0
| 4Y-Maintenance | 0 | 0 | 0 | [7 empty] | Crane Costs | [5 empty] | Crane Costs with Addicator |  |  |  |  | Free(per WTG/year): | 0 | 0 | 0
| 6Y-Maintenance | 0 | 1 | 0 | [8 empty] | per year | per year | for Contract Duration | for Contract Duration |  |  | per year | per year | for Contract Duration | for Contract Duration | Sum Options |  |  | 2400
| 10Y-Maintenance | 0 | 0 | 0 | [8 empty] | negative | average | negative | average |  |  | average | average | negative | average
| 20Y-Maintenance | 0 | 0 | 0 | [7 empty] | Gearbox | 1904.2031 | 1294.8581 | 3808.4063 | 2589.7163 |  | Gearbox | 1294.8581 | 0 | 2589.7163 | 0
| Yearly Costs |  |  | 646 |  | Summary Unschedueld Maintenance | [5 empty] | Generator | 452.3434 | 351.8226 | 904.6868 | 703.6453 |  | Generator | 351.8226 | 0 | 703.6453 | 0
[7 empty] | Costs |  |  |  |  | Transformer | 452.3434 | 351.8226 | 904.6868 | 703.6453 |  | Transformer | 351.8226 | 0 | 703.6453 | 0
[6 empty] | Maintenance | 8510 |  |  |  |  | Blade Bearing | 0 | 0 | 0 | 0 |  | Blade Bearing | 0 | 0 | 0 | 0
| Average Driving |  |  |  |  | Additional Maintenance | [5 empty] | Yaw Gearbox | 0 | 0 | 0 | 0 |  | Yaw Gearbox | 0 | 0 | 0 | 0
|  | Manhours | Kilometer | Costs |  | Driving Expense | 1620 |  |  |  |  | Main Bearing & Shaft | 849.9274 | 661.0546 | 1699.8547 | 1322.1093 |  | Main Bearing & Shaft | 661.0546 | 0 | 1322.1093 | 0
|  | 2.0833 | 150 | 128.5 |  | Remote Control | [11 empty] | Total Main Compone | 2659.558 | 0 | 5319.116 | 0
| Yearly Costs | 11.4583 | 825 | 706.75 |  | Total Yearly Costs | 10130 |  |  |  |  | Total Main Compone | 3658.8173 | 2659.558 | 7317.6345 | 5319.116
| - | [10 empty] | Manhours/ Assamblycosts | [5 empty] | Manhours/ Assamblycosts with Addicator
| - | [11 empty] | per year | per year | for Contract Duration | for Contract Duration |  |  | per year | per year | for Contract Duration | for Contract Duration
| Remote Control | [11 empty] | negative | average | negative | average |  |  | average | average | negative | average
[12 empty] | Gearbox | 600 | 408 | 36000 | 24480 |  | Gearbox | 408 | 0 | 24480 | 0
[12 empty] | Generator | 148.5 | 115.5 | 8910 | 6930 |  | Generator | 115.5 | 0 | 6930 | 0
[12 empty] | Transformer | 0 | 0 | 0 | 0 |  | Transformer | 0 | 0 | 0 | 0
[12 empty] | Blade Bearing | 0 | 0 | 0 | 0 |  | Blade Bearing | 0 | 0 | 0 | 0
| Summary Maintenance | [10 empty] | Yaw Gearbox | 0 | 0 | 0 | 0 |  | Yaw Gearbox | 0 | 0 | 0 | 0
|  | Costs | [9 empty] | Main Bearing & Shaft | 0 | 0 | 0 | 0 |  | Main Bearing & Shaft | 0 | 0 | 0 | 0
| Maintenance | 2647 | [9 empty] | Total Main Compone | 748.5 | 523.5 | 44910 | 31410 |  | Total Main Compone | 523.5 | 0 | 31410 | 0
Additional Maintenance
| Driving Expense | 706.75
| Remote Control | [10 empty] | Summary of Main Component | [5 empty] | Summary of Main Component with Addicator
| Total Yearly Costs | 3353.75 | [10 empty] | per year | per year | for Contract Duration | for Contract Duration |  |  | per year | per year | for Contract Duration | for Contract Duration
[13 empty] | negative | average | negative | average |  |  | average | negativr | negative | average
[12 empty] | Gearbox | 15004.2031 | 10202.8581 | 64808.4062 | 44069.7163 |  | Gearbox | 10202.8581 | 0 | 44069.7162 | 0
[12 empty] | Generator | 3075.8434 | 2392.3226 | 14764.6868 | 11483.6453 |  | Generator | 2392.3226 | 0 | 11483.6453 | 0
[12 empty] | Transformer | 1892.3434 | 1471.8226 | 3784.6867 | 2943.6453 |  | Transformer | 1471.8226 | 0 | 2943.6453 | 0
[12 empty] | Blade Bearing | 0 | 0 | 0 | 0 |  | Blade Bearing | 0 | 0 | 0 | 0
[12 empty] | Yaw Gearbox | 0 | 0 | 0 | 0 |  | Yaw Gearbox | 0 | 0 | 0 | 0
[12 empty] | Main Bearing & Shaft | 4485.9274 | 3489.0546 | 8971.8548 | 6978.1093 |  | Main Bearing & Shaft | 3489.0546 | 0 | 6978.1093 | 0
[12 empty] | Blade Repair |  | 100 |  | 200 |  | Blade Repair | 100
[12 empty] | Total Main Compone | 24458.3173 | 17556.058 | 92329.6345 | 65475.116 |  | Total Main Componet WTG | 17556.058 | 0 | 65475.116 | 0
[12 empty] | 50% Versicherungserstattung | 12229.1586 | 8778.029 | 46164.8172 | 32737.558 |  | 50% Versicherungserstattung | 8778.029 | 0 | 32737.558 | 0
[12 empty] | Gearbox | 0
[12 empty] | Generator | 0
[12 empty] | Transformer | 0
[12 empty] | Blade Bearing | 0
| Help for Calculation | [10 empty] | Yaw Gearbox | 0
| hourly Rate | 30 | [9 empty] | Main Bearing & Shaft | 0
| Yearly Net Hours ST | 1600
| Yearly Expenses for one Service Technican | 48000
| km Price | 0.44
| kmh | 72
| anfahrten pro Jahr störung | 10
| Age WTG in Years | 16
| Age WTG end of Contract | 18
| Duration | 2
0 | Material zuschlag | 0%
| Material zuschlag GK | 0%
Note on I5: Marianna Thomsen ¦ Vertrieb ¦ Deutsche Windtechnik: For foreign companies, additional costs of 8% are included
Note on P18: Marianna Thomsen ¦ Vertrieb ¦ Deutsche Windtechnik: For foreign companies, additional costs of 5% are included
Note on W18: Marianna Thomsen ¦ Vertrieb ¦ Deutsche Windtechnik: For foreign companies, additional costs of 5% are included
Note on P19: Marianna Thomsen ¦ Vertrieb ¦ Deutsche Windtechnik: For foreign companies, additional costs of 5% are included
Note on W19: Marianna Thomsen ¦ Vertrieb ¦ Deutsche Windtechnik: For foreign companies, additional costs of 5% are included
Note on P20: Marianna Thomsen ¦ Vertrieb ¦ Deutsche Windtechnik: For foreign companies, additional costs of 5% are included
Note on W20: Marianna Thomsen ¦ Vertrieb ¦ Deutsche Windtechnik: For foreign companies, additional costs of 5% are included
Note on P21: Marianna Thomsen ¦ Vertrieb ¦ Deutsche Windtechnik: For foreign companies, additional costs of 5% are included
Note on W21: Marianna Thomsen ¦ Vertrieb ¦ Deutsche Windtechnik: For foreign companies, additional costs of 5% are included
Note on P22: Marianna Thomsen ¦ Vertrieb ¦ Deutsche Windtechnik: For foreign companies, additional costs of 5% are included
Note on W22: Marianna Thomsen ¦ Vertrieb ¦ Deutsche Windtechnik: For foreign companies, additional costs of 5% are included
Note on P23: Marianna Thomsen ¦ Vertrieb ¦ Deutsche Windtechnik: For foreign companies, additional costs of 5% are included
Note on W23: Marianna Thomsen ¦ Vertrieb ¦ Deutsche Windtechnik: For foreign companies, additional costs of 5% are included
Note on E30: Marianna Thomsen ¦ Vertrieb ¦ Deutsche Windtechnik: For foreign companies, additional costs of 8% are included

## Print
Executive Summary
Costumer
Name: | innogy
Contract Person: | 0
Adress Street, House Number: | Rellinghauserstr. 27
Postal Code, City: | 45128 Essen
Country: | Deutschland
Windfarm
Name: | Wönkhausen
WTG manufacturer: | Vestas
WTG Type | V80-2.0 Mk1 - 5
Number of WTG: | 4
Commissioning Date: | 2002-12-01
Counrty: | Germany
Region: | 0
Contract
Contract model: | VWoGK
Duration: | 2
Commencement date: | 2019-01-01
Planned signature date: | 2018-10-10
Damages caused by natural forces | excluded
Rotor blade inspection | excluded
Rotor blade replacement in full maintenance contract | excluded
Foundation inspection | excluded
Gear box endoscopy | excluded
Gear box oil exchange | excluded
Recurring inspection of WTG & tower | excluded
Electrical equipment inspection DIN IEC 60364/ DGUV V3 | included
AIA / ZÜS service lift | included
Service lift maintenance | excluded
AIA / ZÜS pressure equipment | excluded
Statutory inspections & maintenance of safety equipment | included
24/7 Control | included
Free(per WTG/year): | 0
Free(per WTG/year): | 0
Calculation assumptions
Next service station: | 75
Service technican hourly rate: | 30
Total time for maintenance per WTG: | 79.5
Total time for Unschedueld Maintenance per WTG: | 107
Included overheads | 25%
MC assumptaions per duration per WTG
Gearbox: | 0.17
Generator: | 0.07
Main Bearing & Shaft | 0.07
Transformer: | 0.07
Blade Bearing: | 0
Yaw Gearbox: | 0
Created by: | Jörg Fuchs
Special features of the contract
Deviations from standard | 0
0
0
0
Scope of supply | 0
0
0
0
Needed intercompany services | 0
0
0
0
Important for contract | 0
0
0
0
Extraordinary risks / Commercially important topics | 0
0
0
0
Released by:
Calculation Result
Disposition: | Dezentral
Costs per WTG: | 20648.875
Price per WTG: | 25000
Revenues per wind farm: | 9116.25
Calculation margin: | 21.07%
Overhead rate: | 30%
Print Date | 2018-09-17
Signatur CEO:

## Scheduled Maintenance (hidden)
Zusatzwartungen
[9 empty] | Man hours | [12 empty] | Material costs | [10 empty] | Anzahl der Anfahrten
Betriebjahr | Typ 1 | Typ 4 | 2J Wartung | 3J Wartung | 4J Wartung | 6J Wartung | 10J Wartung | 20J Wartung | Model | Hersteller | Typ 1 | Typ 2 | Typ 3 | Typ 4 | 2J-Wartung | 3J-Wartung | 4J-Wartung | 6J-Wartung | 10J-Wartung | 20J-Wartung | Model | Hersteller | Typ 1 | Typ 2 | Typ 3 | Typ 4 | 2J-Wartung | 3J-Wartung | 4J-Wartung | 6J-Wartung | 10J-Wartung | 20J-Wartung | Model | Hersteller | Typ 1 | Typ 2 | Typ 3 | Typ 4 | 2J-Wartung | 3J-Wartung | 4J-Wartung | 6J-Wartung | 10J-Wartung | 20J-Wartung
1 | 2 | 0 | 0 | 0 | 0 | 0 | 0 | 0 | NM48/750 | NEG MICON | 6 | 16.5 | 23 | 0.5 | 0 | 0 | 0 | 0 | 0 | 0 | NM48/750 | NEG MICON | 11 | 113 | 159.5 | 0 | 0 | 0 | 0 | 0 | 0 | 0 | NM48/750 | NEG MICON | 13 | 104 | 96 | 7 | 0 | 0 | 0 | 0 | 0 | 0
2 | 2 | 0 | 1 | 0 | 0 | 0 | 0 | 0 | NM52/900 | NEG MICON | 0 | 18 | 24 | 3.5 | 0 | 0 | 0 | 0 | 0 | 0 | NM52/900 | NEG MICON | 0 | 107 | 119 | 15 | 0 | 0 | 0 | 0 | 0 | 0 | NM52/900 | NEG MICON | 0 | 148 | 80 | 66 | 0 | 0 | 0 | 0 | 0 | 0
3 | 2 | 0 | 0 | 1 | 0 | 0 | 0 | 0 | NM60/1000 | NEG MICON | 7 | 17.5 | 23 | 6 | 2.5 | 0 | 0 | 0 | 0 | 0 | NM60/1000 | NEG MICON | 19 | 133 | 161 | 0 | 0 | 3 | 0 | 0 | 0 | 0 | NM60/1000 | NEG MICON | 139 | 240 | 55 | 69 | 99 | 17 | 0 | 0 | 0 | 0
4 | 2 | 0 | 1 | 0 | 1 | 0 | 0 | 0 | NM64c/1500 | NEG MICON | 7 | 19 | 29.5 | 0 | 0 | 0 | 0 | 0 | 0 | 0 | NM64c/1500 | NEG MICON | 14 | 127 | 190 | 22 | 131 | 158 | 0 | 0 | 0 | 0 | NM64c/1500 | NEG MICON | 12 | 36 | 8 | 9 | 20 | 1 | 0 | 0 | 0 | 0
5 | 2 | 1 | 0 | 0 | 0 | 0 | 0 | 0 | NM72 | NEG MICON | 7.5 | 28 | 32 | 6.5 | 4.5 | 5 | 0 | 0 | 0 | 0 | NM72 | NEG MICON | 13 | 305 | 380 | 0 | 0 | 0 | 0 | 0 | 0 | 0 | NM72 | NEG MICON | 118 | 209 | 35 | 77 | 91 | 12 | 0 | 0 | 0 | 0
6 | 2 | 0 | 1 | 1 | 0 | 1 | 0 | 0 | NM82 | NEG MICON | 9.5 | 27.5 | 33 | 2 | 2.5 | 0 | 0 | 0 | 0 | 0 | NM82 | NEG MICON | 21 | 290 | 314 | 87 | 62 | 0 | 0 | 0 | 0 | 0 | NM82 | NEG MICON | 44 | 225 | 111 | 31 | 40 | 51 | 0 | 0 | 0 | 0
7 | 2 | 0 | 0 | 0 | 0 | 0 | 0 | 0 | SDD 100-2.7 MW | Schuler | 0 | 0 | 31 | 0 | 0 | 0 | 0 | 0 | 0 | 0 | SDD 100-2.7 MW | Schuler | 0 | 0 | 10 | 0 | 0 | 0 | 0 | 0 | 0 | 0 | SDD 100-2.7 MW | Schuler | 0 | 0 | 1 | 0 | 0 | 0 | 0 | 0 | 0 | 0
8 | 2 | 0 | 1 | 0 | 1 | 0 | 0 | 0 | AN Bonus 1000 | Siemens | 0 | 26.5 | 35.5 | 0.5 | 0 | 0 | 0 | 0 | 0 | 0 | AN Bonus 1000 | Siemens | 0 | 244 | 638 | 0 | 0 | 0 | 0 | 0 | 0 | 0 | AN Bonus 1000 | Siemens | 0 | 90 | 63 | 5 | 0 | 20 | 0 | 0 | 0 | 0
9 | 2 | 0 | 0 | 1 | 0 | 0 | 0 | 0 | AN Bonus 1300 | Siemens | 8.5 | 23 | 35.5 | 5 | 0 | 0 | 0 | 0 | 5.5 | 0 | AN Bonus 1300 | Siemens | 36 | 280 | 748 | 0 | 0 | 5 | 0 | 0 | 72 | 0 | AN Bonus 1300 | Siemens | 16 | 394 | 254 | 99 | 0 | 33 | 0 | 0 | 4 | 0
10 | 2 | 1 | 1 | 0 | 0 | 0 | 1 | 0 | AN Bonus 300 | Siemens | 0 | 9 | 12.5 | 0 | 0 | 3 | 0 | 0 | 0 | 0 | AN Bonus 300 | Siemens | 0 | 21 | 114 | 0 | 0 | 0 | 0 | 0 | 0 | 0 | AN Bonus 300 | Siemens | 0 | 8 | 5 | 0 | 0 | 3 | 0 | 0 | 0 | 0
11 | 2 | 0 | 0 | 0 | 0 | 0 | 0 | 0 | AN Bonus 450 | Siemens | 0 | 10 | 18 | 0 | 0 | 0 | 0 | 0 | 0 | 0 | AN Bonus 450 | Siemens | 0 | 58 | 76 | 0 | 0 | 54 | 0 | 0 | 0 | 0 | AN Bonus 450 | Siemens | 0 | 31 | 18 | 0 | 0 | 15 | 0 | 0 | 0 | 0
12 | 2 | 0 | 1 | 1 | 1 | 1 | 0 | 0 | AN Bonus 600 | Siemens | 0 | 13 | 21 | 0 | 0 | 0 | 0 | 0 | 0 | 0 | AN Bonus 600 | Siemens | 0 | 111 | 277 | 36 | 0 | 0 | 0 | 0 | 0 | 0 | AN Bonus 600 | Siemens | 0 | 68 | 37 | 1 | 0 | 31 | 0 | 0 | 7 | 0
13 | 2 | 0 | 0 | 0 | 0 | 0 | 0 | 0 | SWT-2.3-82 (CS) | Siemens | 0 | 0 | 32 | 0 | 0 | 2 | 0 | 0 | 16 | 0 | SWT-2.3-82 (CS) | Siemens | 0 | 0 | 756 | 0 | 0 | 95 | 0 | 0 | 0 | 0 | SWT-2.3-82 (CS) | Siemens | 0 | 0 | 9 | 0 | 0 | 4 | 0 | 0 | 3 | 0
14 | 2 | 0 | 1 | 0 | 0 | 0 | 0 | 0 | SWT-2.3-93 VS | Siemens | 0 | 0 | 27 | 0 | 0 | 0 | 0 | 0 | 0 | 0 | SWT-2.3-93 VS | Siemens | 0 | 0 | 512 | 0 | 0 | 0 | 0 | 0 | 0 | 0 | SWT-2.3-93 VS | Siemens | 0 | 0 | 3 | 0 | 0 | 0 | 0 | 0 | 0 | 0
15 | 2 | 1 | 0 | 1 | 0 | 0 | 0 | 0 | V52-850 | Vestas | 10 | 18.5 | 26 | 0 | 0 | 0 | 1.5 | 0 | 5 | 0 | V52-850 | Vestas | 37 | 110 | 295 | 0 | 0 | 0 | 0 | 0 | 8 | 0 | V52-850 | Vestas | 0 | 99 | 46 | 19 | 0 | 0 | 21 | 0 | 6 | 0
16 | 2 | 0 | 1 | 0 | 1 | 0 | 0 | 0 | V66-1.65 RCC | Vestas | 12.5 | 25 | 31 | 6.5 | 0 | 0 | 12.5 | 0 | 0 | 0 | V66-1.65 RCC | Vestas | 49 | 130 | 410 | 0 | 0 | 0 | 0 | 0 | 0 | 0 | V66-1.65 RCC | Vestas | 1 | 23 | 18 | 2 | 0 | 0 | 3 | 0 | 0 | 0
17 | 2 | 0 | 0 | 0 | 0 | 0 | 0 | 0 | V66-1.75 VCS | Vestas | 10.5 | 28 | 34 | 0 | 0 | 0 | 2 | 0 | 0 | 0 | V66-1.75 VCS | Vestas | 52 | 138 | 448 | 0 | 0 | 0 | 0 | 0 | 0 | 0 | V66-1.75 VCS | Vestas | 10 | 31 | 20 | 4 | 0 | 0 | 9 | 0 | 0 | 0
18 | 2 | 0 | 1 | 1 | 0 | 1 | 0 | 0 | V80-2.0 Mk1 - 5 | Vestas | 11 | 27 | 38 | 2.5 | 0 | 0 | 1 | 0 | 0 | 0 | V80-2.0 Mk1 - 5 | Vestas | 51 | 157 | 438 | 2 | 0 | 0 | 0 | 0 | 0 | 0 | V80-2.0 Mk1 - 5 | Vestas | 329 | 114 | 255 | 98 | 0 | 0 | 52 | 0 | 0 | 0
19 | 2 | 0 | 0 | 0 | 0 | 0 | 0 | 0 | V90-2.0 Mk1 - 5 | Vestas | 12 | 27 | 39 | 3 | 0 | 0 | 0 | 0 | 0 | 0 | V90-2.0 Mk1 - 5 | Vestas | 57 | 199 | 512 | 0 | 0 | 0 | 38 | 0 | 0 | 0 | V90-2.0 Mk1 - 5 | Vestas | 247 | 453 | 248 | 90 | 0 | 0 | 104 | 0 | 0 | 1
20 | 2 | 1 | 1 | 0 | 1 | 0 | 1 | 1 | V90-2.0 Mk7 | Vestas | 0 | 29.5 | 39.5 | 4.5 | 0 | 0 | 0 | 0 | 0 | 0 | V90-2.0 Mk7 | Vestas | 0 | 169 | 629 | 0 | 171 | 0 | 0 | 0 | 0 | 0 | V90-2.0 Mk7 | Vestas | 0 | 43 | 29 | 4 | 13 | 0 | 0 | 0 | 0 | 0
[9 empty] | V90-2.0 Mk8 | Vestas | 0 | 30 | 42.5 | 29 | 9.5 | 0 | 1.5 | 0 | 0 | 0 | V90-2.0 Mk8 | Vestas | 0 | 161 | 339 | 2135 | 675 | 0 | 490 | 0 | 0 | 0 | V90-2.0 Mk8 | Vestas | 0 | 16 | 12 | 1 | 1 | 0 | 4 | 0 | 0 | 0
[9 empty] | 3.2M114 | Senvion | 0 | 54 | 82 | 16 | 31 | 10 | 6 | 4 | 27 | 0 | 3.2M114 | Senvion | 0 | 852 | 3852 | 1100 | 0 | 9250 | 0 | 1300 | 6850 | 0 | 3.2M114 | Senvion | 0 | 0 | 0 | 0 | 0 | 0 | 0 | 0 | 0 | 0
Personel Costs | Man hours | Material Costs | Hourly Rate | Frequency | Costs/execution / Man hours | Costs/year/ Manhours | Costs/execution / Material Costs | Costs/year/Material Costs | 3.4M104 | Senvion | 0 | 54 | 82 | 16 | 31 | 10 | 6 | 4 | 27 | 0 | 3.4M104 | Senvion | 0 | 852 | 3852 | 1100 | 0 | 9250 | 0 | 1300 | 6850 | 0 | 3.4M104 | Senvion | 0 | 0 | 0 | 0 | 0 | 0 | 0 | 0 | 0 | 0
Typ 1 | 11 | 51 | 23 | 4 | 1012 | 506 | 102 | 51 | 3.4M122 | Senvion | 0 | 54 | 82 | 16 | 31 | 10 | 6 | 4 | 27 | 0 | 3.4M122 | Senvion | 0 | 852 | 3852 | 1100 | 0 | 9250 | 0 | 1300 | 6850 | 0 | 3.4M122 | Senvion | 0 | 0 | 0 | 0 | 0 | 0 | 0 | 0 | 0 | 0
Type 2 Maintenance | 27 | 157 |  | 2 | 1242 | 621 | 314 | 157 | 3.4M140 | Senvion | 0 | 54 | 82 | 16 | 31 | 10 | 6 | 4 | 27 | 0 | 3.4M140 | Senvion | 0 | 852 | 3852 | 1100 | 0 | 9250 | 0 | 1300 | 6850 | 0 | 3.4M140 | Senvion | 0 | 0 | 0 | 0 | 0 | 0 | 0 | 0 | 0 | 0
Type 3 Maintenance | 38 | 438 |  | 2 | 1748 | 874 | 876 | 438 | 3.6M114 | Senvion | 0 | 54 | 82 | 16 | 31 | 10 | 6 | 4 | 27 | 0 | 3.6M114 | Senvion | 0 | 852 | 3852 | 1100 | 0 | 9250 | 0 | 1300 | 6850 | 0 | 3.6M114 | Senvion | 0 | 0 | 0 | 0 | 0 | 0 | 0 | 0 | 0 | 0
Type 4 Maintenance | 2.5 | 2 |  | 0 | 0 | 0 | 0 | 0 | 3.2M122 | Senvion | 0 | 54 | 82 | 16 | 31 | 10 | 6 | 4 | 27 | 0 | 3.2M122 | Senvion | 0 | 852 | 3852 | 1100 | 0 | 9250 | 0 | 1300 | 6850 | 0 | 3.2M122 | Senvion | 0 | 0 | 0 | 0 | 0 | 0 | 0 | 0 | 0 | 0
2Y-Maintenance | 0 | 0 |  | 1 | 0 | 0 | 0 | 0 | 3.6M140 | Senvion | 0 | 54 | 82 | 16 | 31 | 10 | 6 | 4 | 27 | 0 | 3.6M140 | Senvion | 0 | 852 | 3852 | 1100 | 0 | 9250 | 0 | 1300 | 6850 | 0 | 3.6M140 | Senvion | 0 | 0 | 0 | 0 | 0 | 0 | 0 | 0 | 0 | 0
3Y-Maintenance | 0 | 0 |  | 1 | 0 | 0 | 0 | 0 | FL2500/100 | Fuhrländer | 0 | 84 | 97 | 37 | 0 | 0 | 0 | 0 | 0 | 0 | FL2500/100 | Fuhrländer | 0 | 900 | 900 | 0 | 0 | 0 | 0 | 0 | 0 | 0 | FL2500/100 | Fuhrländer | 0 | 0 | 0 | 0 | 0 | 0 | 0 | 0 | 0 | 0
4Y-Maintenance | 1 | 0 |  | 0 | 0 | 0 | 0 | 0 | FL2500/104 | Fuhrländer | 0 | 84 | 97 | 37 | 0 | 0 | 0 | 0 | 0 | 0 | FL2500/104 | Fuhrländer | 0 | 900 | 900 | 0 | 0 | 0 | 0 | 0 | 0 | 0 | FL2500/104 | Fuhrländer | 0 | 0 | 0 | 0 | 0 | 0 | 0 | 0 | 0 | 0
6Y-Maintenance | 0 | 0 |  | 1 | 0 | 0 | 0 | 0 | FL2500/80 | Fuhrländer | 0 | 84 | 97 | 37 | 0 | 0 | 0 | 0 | 0 | 0 | FL2500/80 | Fuhrländer | 0 | 900 | 900 | 0 | 0 | 0 | 0 | 0 | 0 | 0 | FL2500/80 | Fuhrländer | 0 | 0 | 0 | 0 | 0 | 0 | 0 | 0 | 0 | 0
10Y-Maintenance | 0 | 0 |  | 0 | 0 | 0 | 0 | 0 | FL2500/90 | Fuhrländer | 0 | 84 | 97 | 37 | 0 | 0 | 0 | 0 | 0 | 0 | FL2500/90 | Fuhrländer | 0 | 900 | 900 | 0 | 0 | 0 | 0 | 0 | 0 | 0 | FL2500/90 | Fuhrländer | 0 | 0 | 0 | 0 | 0 | 0 | 0 | 0 | 0 | 0
20Y-Maintenance | 0 | 0 |  | 0 | 0 | 0 | 0 | 0 | FL70 | Fuhrländer | 0 | 42.5 | 59 | 60 | 0 | 0 | 0 | 0 | 0 | 0 | FL70 | Fuhrländer | 0 | 600 | 600 | 2500 | 0 | 0 | 0 | 0 | 0 | 0 | FL70 | Fuhrländer | 0 | 0 | 0 | 0 | 0 | 0 | 0 | 0 | 0 | 0
SUMME |  |  |  |  | 4002 | 2001 | 1292 | 646 | FL77 | Fuhrländer | 0 | 42.5 | 59 | 60 | 0 | 0 | 0 | 0 | 0 | 0 | FL77 | Fuhrländer | 0 | 600 | 600 | 2500 | 0 | 0 | 0 | 0 | 0 | 0 | FL77 | Fuhrländer | 0 | 0 | 0 | 0 | 0 | 0 | 0 | 0 | 0 | 0
[9 empty] | MD70 | Senvion | 0 | 42.5 | 59 | 60 | 0 | 0 | 0 | 0 | 0 | 0 | MD70 | Senvion | 0 | 600 | 600 | 2500 | 0 | 0 | 0 | 0 | 0 | 0 | MD70 | Senvion | 0 | 0 | 0 | 0 | 0 | 0 | 0 | 0 | 0 | 0
[9 empty] | MD77 | Senvion | 0 | 42.5 | 59 | 60 | 0 | 0 | 0 | 0 | 0 | 0 | MD77 | Senvion | 0 | 600 | 600 | 2500 | 0 | 0 | 0 | 0 | 0 | 0 | MD77 | Senvion | 0 | 0 | 0 | 0 | 0 | 0 | 0 | 0 | 0 | 0
[9 empty] | MM100 | Senvion | 0 | 40.5 | 56 | 60 | 0 | 0 | 0 | 0 | 0 | 0 | MM100 | Senvion | 0 | 725 | 725 | 3000 | 0 | 0 | 0 | 0 | 0 | 0 | MM100 | Senvion | 0 | 0 | 0 | 0 | 0 | 0 | 0 | 0 | 0 | 0
[9 empty] | MM82 | Senvion | 0 | 40.5 | 56 | 60 | 0 | 0 | 0 | 0 | 0 | 0 | MM82 | Senvion | 0 | 725 | 725 | 3000 | 0 | 0 | 0 | 0 | 0 | 0 | MM82 | Senvion | 0 | 0 | 0 | 0 | 0 | 0 | 0 | 0 | 0 | 0
[9 empty] | MM92 | Senvion | 0 | 40.5 | 56 | 60 | 0 | 0 | 0 | 0 | 0 | 0 | MM92 | Senvion | 0 | 725 | 725 | 3000 | 0 | 0 | 0 | 0 | 0 | 0 | MM92 | Senvion | 0 | 0 | 0 | 0 | 0 | 0 | 0 | 0 | 0 | 0
[9 empty] | N100 | Nordex | 0 | 58.5 | 58 | 71 | 0 | 0 | 0 | 0 | 0 | 0 | N100 | Nordex | 0 | 550 | 550 | 9400 | 0 | 0 | 0 | 0 | 0 | 0 | N100 | Nordex | 0 | 0 | 0 | 0 | 0 | 0 | 0 | 0 | 0 | 0
[9 empty] | N117/2400 | Nordex | 0 | 58.5 | 58 | 71 | 0 | 0 | 0 | 0 | 0 | 0 | N117/2400 | Nordex | 0 | 550 | 550 | 9400 | 0 | 0 | 0 | 0 | 0 | 0 | N117/2400 | Nordex | 0 | 0 | 0 | 0 | 0 | 0 | 0 | 0 | 0 | 0
Type |  | V80-2.0 Mk1 - 5 | [6 empty] | N117/3000 | Nordex | 0 | 58.5 | 58 | 71 | 0 | 0 | 0 | 0 | 0 | 0 | N117/3000 | Nordex | 0 | 550 | 550 | 9400 | 0 | 0 | 0 | 0 | 0 | 0 | N117/3000 | Nordex | 0 | 0 | 0 | 0 | 0 | 0 | 0 | 0 | 0 | 0
Contract Duration |  | 2 | [6 empty] | N60 | Nordex | 0 | 27 | 40 | 0 | 0 | 0 | 0 | 0 | 0 | 0 | N60 | Nordex | 0 | 250 | 250 | 2000 | 0 | 0 | 0 | 0 | 0 | 0 | N60 | Nordex | 0 | 0 | 0 | 0 | 0 | 0 | 0 | 0 | 0 | 0
Age WTG in Years |  | 16 | [6 empty] | N80 | Nordex | 0 | 51.5 | 69 | 71 | 0 | 0 | 0 | 0 | 0 | 0 | N80 | Nordex | 0 | 550 | 550 | 9400 | 0 | 0 | 0 | 0 | 0 | 0 | N80 | Nordex | 0 | 0 | 0 | 0 | 0 | 0 | 0 | 0 | 0 | 0
Age WTG end of Contract |  | 18 | [6 empty] | N90/2300 | Nordex | 0 | 51.5 | 69 | 71 | 0 | 0 | 0 | 0 | 0 | 0 | N90/2300 | Nordex | 0 | 550 | 550 | 9400 | 0 | 0 | 0 | 0 | 0 | 0 | N90/2300 | Nordex | 0 | 0 | 0 | 0 | 0 | 0 | 0 | 0 | 0 | 0
kmh |  | 72 | [6 empty] | N90/2500 | Nordex | 0 | 51.5 | 69 | 71 | 0 | 0 | 0 | 0 | 0 | 0 | N90/2500 | Nordex | 0 | 550 | 550 | 9400 | 0 | 0 | 0 | 0 | 0 | 0 | N90/2500 | Nordex | 0 | 0 | 0 | 0 | 0 | 0 | 0 | 0 | 0 | 0
[9 empty] | S70 | Nordex | 0 | 42.5 | 59 | 60 | 0 | 0 | 0 | 0 | 0 | 0 | S70 | Nordex | 0 | 600 | 600 | 2500 | 0 | 0 | 0 | 0 | 0 | 0 | S70 | Nordex | 0 | 0 | 0 | 0 | 0 | 0 | 0 | 0 | 0 | 0
[9 empty] | S77 | Nordex | 0 | 42.5 | 59 | 60 | 0 | 0 | 0 | 0 | 0 | 0 | S77 | Nordex | 0 | 600 | 600 | 2500 | 0 | 0 | 0 | 0 | 0 | 0 | S77 | Nordex | 0 | 0 | 0 | 0 | 0 | 0 | 0 | 0 | 0 | 0
[9 empty] | 3.4M114 | Senvion | 0 | 54 | 82 | 16 | 31 | 10 | 6 | 4 | 27 | 0 | 3.4M114 | Senvion | 0 | 852 | 3852 | 1100 | 0 | 9250 | 0 | 1300 | 6850 | 0 | 3.4M114 | Senvion | 0 | 0 | 0 | 0 | 0 | 0 | 0 | 0 | 0 | 0
[9 empty] | N131/3000 | Nordex | 0 | 58.5 | 58 | 71 | 0 | 0 | 0 | 0 | 0 | 0 | N131/3000 | Nordex | 0 | 550 | 550 | 9400 | 0 | 0 | 0 | 0 | 0 | 0 | N131/3000 | Nordex | 0 | 0 | 0 | 0 | 0 | 0 | 0 | 0 | 0 | 0
[9 empty] | N131/3300 | Nordex | 0 | 58.5 | 58 | 71 | 0 | 0 | 0 | 0 | 0 | 0 | N131/3300 | Nordex | 0 | 550 | 550 | 9400 | 0 | 0 | 0 | 0 | 0 | 0 | N131/3300 | Nordex | 0 | 0 | 0 | 0 | 0 | 0 | 0 | 0 | 0 | 0
[9 empty] | N131/3600 | Nordex | 0 | 58.5 | 58 | 71 | 0 | 0 | 0 | 0 | 0 | 0 | N131/3600 | Nordex | 0 | 550 | 550 | 9400 | 0 | 0 | 0 | 0 | 0 | 0 | N131/3600 | Nordex | 0 | 0 | 0 | 0 | 0 | 0 | 0 | 0 | 0 | 0
[9 empty] | 3.4M114 | Senvion | 0 | 54 | 82 | 16 | 31 | 10 | 6 | 4 | 27 | 0 | 3.4M114 | Senvion | 0 | 852 | 3852 | 1100 | 0 | 9250 | 0 | 1300 | 6850 | 0 | 3.4M114 | Senvion | 0 | 0 | 0 | 0 | 0 | 0 | 0 | 0 | 0 | 0
[9 empty] | 3.7M144 | Senvion | 0 | 54 | 82 | 16 | 31 | 10 | 6 | 4 | 27 | 0 | 3.7M144 | Senvion | 0 | 852 | 3852 | 1100 | 0 | 9250 | 0 | 1300 | 6850 | 0 | 3.7M144 | Senvion | 0 | 0 | 0 | 0 | 0 | 0 | 0 | 0 | 0 | 0
[9 empty] | E-48 | Enercon | 0 | 5 | 19 | 0 | 23 | 0 | 4 | 0 | 0 | 0 | E-48 | Enercon | 0 | 510 | 1220 | 0 | 1220 | 0 | 4 | 0 | 0 | 0 | E-48 | Enercon | 0 | 0 | 0 | 0 | 0 | 0 | 0 | 0 | 0 | 0
[9 empty] | E-53 | Enercon | 0 | 5 | 19 | 0 | 23 | 0 | 4 | 0 | 0 | 0 | E-53 | Enercon | 0 | 510 | 1220 | 0 | 1220 | 0 | 4 | 0 | 0 | 0 | E-53 | Enercon | 0 | 0 | 0 | 0 | 0 | 0 | 0 | 0 | 0 | 0
[9 empty] | E-58/10.58 | Enercon | 0 | 9 | 29 | 0 | 33 | 0 | 4 | 0 | 0 | 0 | E-58/10.58 | Enercon | 0 | 610 | 950 | 0 | 950 | 0 | 4 | 0 | 0 | 0 | E-58/10.58 | Enercon | 0 | 0 | 0 | 0 | 0 | 0 | 0 | 0 | 0 | 0
[9 empty] | E-66 | Enercon | 0 | 9 | 29 | 0 | 33 | 0 | 4 | 0 | 0 | 0 | E-66 | Enercon | 0 | 610 | 950 | 0 | 950 | 0 | 4 | 0 | 0 | 0 | E-66 | Enercon | 0 | 0 | 0 | 0 | 0 | 0 | 0 | 0 | 0 | 0
[9 empty] | E-66/18.70 (E-70) | Enercon | 0 | 9 | 29 | 0 | 33 | 0 | 4 | 0 | 0 | 0 | E-66/18.70 (E-70) | Enercon | 0 | 610 | 950 | 0 | 950 | 0 | 4 | 0 | 0 | 0 | E-66/18.70 (E-70) | Enercon | 0 | 0 | 0 | 0 | 0 | 0 | 0 | 0 | 0 | 0
[9 empty] | E-66/20.70 (E-70) | Enercon | 0 | 9 | 29 | 0 | 33 | 0 | 4 | 0 | 0 | 0 | E-66/20.70 (E-70) | Enercon | 0 | 610 | 950 | 0 | 950 | 0 | 4 | 0 | 0 | 0 | E-66/20.70 (E-70) | Enercon | 0 | 0 | 0 | 0 | 0 | 0 | 0 | 0 | 0 | 0
[9 empty] | E-70 E4 (E-78) | Enercon | 0 | 8 | 30 | 0 | 36 | 0 | 6 | 0 | 0 | 0 | E-70 E4 (E-78) | Enercon | 0 | 455 | 875 | 0 | 875 | 0 | 6 | 0 | 0 | 0 | E-70 E4 (E-78) | Enercon | 0 | 0 | 0 | 0 | 0 | 0 | 0 | 0 | 0 | 0
[9 empty] | E-82 | Enercon | 0 | 8 | 33 | 0 | 39 | 0 | 6 | 0 | 0 | 0 | E-82 | Enercon | 0 | 455 | 875 | 0 | 875 | 0 | 6 | 0 | 0 | 0 | E-82 | Enercon | 0 | 0 | 0 | 0 | 0 | 0 | 0 | 0 | 0 | 0
[9 empty] | E-82 E2 2.000 | Enercon | 0 | 8 | 33 | 0 | 39 | 0 | 6 | 0 | 0 | 0 | E-82 E2 2.000 | Enercon | 0 | 455 | 875 | 0 | 875 | 0 | 6 | 0 | 0 | 0 | E-82 E2 2.000 | Enercon | 0 | 0 | 0 | 0 | 0 | 0 | 0 | 0 | 0 | 0
[9 empty] | E-82 E2 2.300 | Enercon | 0 | 8 | 33 | 0 | 39 | 0 | 6 | 0 | 0 | 0 | E-82 E2 2.300 | Enercon | 0 | 455 | 875 | 0 | 875 | 0 | 6 | 0 | 0 | 0 | E-82 E2 2.300 | Enercon | 0 | 0 | 0 | 0 | 0 | 0 | 0 | 0 | 0 | 0
[9 empty] | E-82 E3 3.000 | Enercon | 0 | 8 | 33 | 0 | 39 | 0 | 6 | 0 | 0 | 0 | E-82 E3 3.000 | Enercon | 0 | 455 | 875 | 0 | 875 | 0 | 6 | 0 | 0 | 0 | E-82 E3 3.000 | Enercon | 0 | 0 | 0 | 0 | 0 | 0 | 0 | 0 | 0 | 0
[9 empty] | E-82 E4 2.350 | Enercon | 0 | 8 | 33 | 0 | 39 | 0 | 6 | 0 | 0 | 0 | E-82 E4 2.350 | Enercon | 0 | 455 | 875 | 0 | 875 | 0 | 6 | 0 | 0 | 0 | E-82 E4 2.350 | Enercon | 0 | 0 | 0 | 0 | 0 | 0 | 0 | 0 | 0 | 0
[9 empty] | E-82 E4 3.000 | Enercon | 0 | 8 | 33 | 0 | 39 | 0 | 6 | 0 | 0 | 0 | E-82 E4 3.000 | Enercon | 0 | 455 | 875 | 0 | 875 | 0 | 6 | 0 | 0 | 0 | E-82 E4 3.000 | Enercon | 0 | 0 | 0 | 0 | 0 | 0 | 0 | 0 | 0 | 0
[9 empty] | E-92 | Enercon | 0 | 8 | 33 | 0 | 39 | 0 | 6 | 0 | 0 | 0 | E-92 | Enercon | 0 | 455 | 875 | 0 | 875 | 0 | 6 | 0 | 0 | 0 | E-92 | Enercon | 0 | 0 | 0 | 0 | 0 | 0 | 0 | 0 | 0 | 0
[9 empty] | E-101 3.050 | Enercon | 0 | 10 | 44 | 0 | 53 | 0 | 9 | 0 | 0 | 0 | E-101 3.050 | Enercon | 0 | 560 | 1325 | 0 | 1325 | 0 | 9 | 0 | 0 | 0 | E-101 3.050 | Enercon | 0 | 0 | 0 | 0 | 0 | 0 | 0 | 0 | 0 | 0
[9 empty] | E-101 E2 3.050 | Enercon | 0 | 10 | 44 | 0 | 53 | 0 | 9 | 0 | 0 | 0 | E-101 E2 3.050 | Enercon | 0 | 560 | 1325 | 0 | 1325 | 0 | 9 | 0 | 0 | 0 | E-101 E2 3.050 | Enercon | 0 | 0 | 0 | 0 | 0 | 0 | 0 | 0 | 0 | 0
[9 empty] | E-101 E2 3.500 | Enercon | 0 | 10 | 44 | 0 | 53 | 0 | 9 | 0 | 0 | 0 | E-101 E2 3.500 | Enercon | 0 | 560 | 1325 | 0 | 1325 | 0 | 9 | 0 | 0 | 0 | E-101 E2 3.500 | Enercon | 0 | 0 | 0 | 0 | 0 | 0 | 0 | 0 | 0 | 0
[9 empty] | E-115 2.500 | Enercon | 0 | 16 | 53 | 0 | 60 | 0 | 7 | 0 | 0 | 0 | E-115 2.500 | Enercon | 0 | 560 | 1325 | 0 | 1325 | 0 | 7 | 0 | 0 | 0 | E-115 2.500 | Enercon | 0 | 0 | 0 | 0 | 0 | 0 | 0 | 0 | 0 | 0
[9 empty] | E-115 3.000 | Enercon | 0 | 16 | 53 | 0 | 60 | 0 | 7 | 0 | 0 | 0 | E-115 3.000 | Enercon | 0 | 560 | 1325 | 0 | 1325 | 0 | 7 | 0 | 0 | 0 | E-115 3.000 | Enercon | 0 | 0 | 0 | 0 | 0 | 0 | 0 | 0 | 0 | 0
Note on AA7: Marianna Thomsen ¦ Vertrieb ¦ Deutsche Windtechnik: Werte müssen noch ausgewertet werden daher lückenfüller

## Unscheduled Maintenance (hidden)
Unscheduled Maintenance
Model | Hersteller | Man hours per year | Material Costs per Year | Anzahl Anfahrten | Spalte1
NM48/750 | NEG MICON | 50.5 | 2500 | 6 | Anzahl Aufträge
NM52/900 | NEG MICON | 55.25 | 1500 | 8 | 107
NM60/1000 | NEG MICON | 48.75 | 1500 | 6 | 15
NM64c/1500 | NEG MICON | 40.25 | 1300 | 5 | 469
NM72 | NEG MICON | 67.5 | 2600 | 8 | 85
NM82 | NEG MICON | 59.75 | 2900 | 8 | 575
SDD 100-2.7 MW | Schuler | 0 | 0 | 0 | 730
AN Bonus 1000 | Siemens | 110 | 6000 | 12 | 0
AN Bonus 1300 | Siemens | 78 | 3100 | 8 | 212
AN Bonus 300 | Siemens | 0 | 0 | 0 | 822
AN Bonus 450 | Siemens | 0 | 0 | 0 | 0
AN Bonus 600 | Siemens | 0 | 0 | 0 | 0
SWT-2.3-82 (CS) | Siemens | 206.75 | 6900 | 19 | 0
SWT-2.3-93 VS | Siemens | 155.25 | 3500 | 11 | 77
V52-850 | Vestas | 67 | 3000 | 8 | 33
V66-1.65 RCC | Vestas | 60.5 | 3100 | 8 | 377
V66-1.75 VCS | Vestas | 74 | 3900 | 7 | 23
V80-2.0 Mk1 - 5 | Vestas | 107 | 5300 | 10 | 112
V90-2.0 Mk1 - 5 | Vestas | 64 | 3500 | 8 | 4150
V90-2.0 Mk7 | Vestas | 69.5 | 2900 | 8 | 3089
V90-2.0 Mk8 | Vestas | 61.75 | 1900 | 6 | 322
3.2M114 | Senvion | 46.5 | 3600 | 7 | 83
3.4M104 | Senvion | 46.5 | 3600 | 7 | 0
3.4M122 | Senvion | 46.5 | 3600 | 7 | 0
3.4M140 | Senvion | 46.5 | 3600 | 7 | 0
3.6M114 | Senvion | 46.5 | 3600 | 7 | 0
3.2M122 | Senvion | 46.5 | 3600 | 7 | 0
3.6M140 | Senvion | 46.5 | 3600 | 7 | 0
FL2500/100 | Fuhrländer | 135 | 8000 | 15 | 0
FL2500/104 | Fuhrländer | 135 | 8000 | 15 | 0
FL2500/80 | Fuhrländer | 135 | 8000 | 15 | 0
FL2500/90 | Fuhrländer | 135 | 8000 | 15 | 0
FL70 | Fuhrländer | 57.5 | 4400 | 10 | 0
FL77 | Fuhrländer | 57.5 | 4400 | 10 | 0
MD70 | Senvion | 57.5 | 4400 | 10 | 0
MD77 | Senvion | 57.5 | 4400 | 10 | 0
MM100 | Senvion | 65 | 5500 | 10 | 0
MM82 | Senvion | 57.5 | 5000 | 10 | 0
MM92 | Senvion | 65 | 5500 | 10 | 0
N100 | Nordex | 80 | 5500 | 10 | 0
N117/2400 | Nordex | 80 | 5500 | 10 | 0
N117/3000 | Nordex | 80 | 5500 | 10 | 0
N60 | Nordex | 40 | 3000 | 7 | 0
N80 | Nordex | 100 | 7500 | 10 | 0
N90/2300 | Nordex | 100 | 7500 | 10 | 0
N90/2500 | Nordex | 80 | 7500 | 10 | 0
S70 | Nordex | 57.5 | 4400 | 10 | 0
S77 | Nordex | 57.5 | 4400 | 10 | 0
3.4M114 | Senvion | 46.5 | 3600 | 7 | 0
N131/3000 | Nordex | 80 | 7500 | 10 | 0
N131/3300 | Nordex | 80 | 7500 | 10 | 0
N131/3600 | Nordex | 80 | 7500 | 10 | 0
3.4M114 | Senvion | 46.5 | 3600 | 7 | 0
3.7M144 | Senvion | 46.5 | 3600 | 7 | 0
E-48 | Enercon | 14 | 2500 | 1 | 0
E-53 | Enercon | 14 | 2500 | 1 | 0
E-58/10.58 | Enercon | 28 | 4000 | 2 | 0
E-66 | Enercon | 28 | 4000 | 2 | 0
E-66/18.70 (E-70) | Enercon | 28 | 4000 | 2 | 0
E-66/20.70 (E-70) | Enercon | 28 | 4000 | 2 | 0
E-70 E4 (E-78) | Enercon | 28 | 4000 | 2 | 0
E-82 | Enercon | 28 | 4000 | 2 | 0
E-82 E2 2.000 | Enercon | 28 | 4000 | 2 | 0
E-82 E2 2.300 | Enercon | 28 | 4000 | 2 | 0
E-82 E3 3.000 | Enercon | 28 | 4000 | 2 | 0
E-82 E4 2.350 | Enercon | 28 | 4000 | 2 | 0
E-82 E4 3.000 | Enercon | 28 | 4000 | 2 | 0
E-92 | Enercon | 28 | 4000 | 2 | 0
E-101 3.050 | Enercon | 56 | 8000 | 4 | 0
E-101 E2 3.050 | Enercon | 56 | 8000 | 4 | 0
E-101 E2 3.500 | Enercon | 56 | 8000 | 4 | 0
E-115 2.500 | Enercon | 56 | 8000 | 4 | 0
E-115 3.000 | Enercon | 56 | 8000 | 4 | 0
Note on F4: Marianna Thomsen ¦ Vertrieb ¦ Deutsche Windtechnik: Ausgedachte werte

## Main Component (hidden)
Material Costs Main Component | [7 empty] | Man hours Main Component | [8 empty] | Component Weight in t | [8 empty] | Cranedays | [7 empty] | Is a Disassembly of the rotor necessary to replace the Main Component? | [16 empty] | Kranpreismatrix | [11 empty] | Model | Hersteller | Gearbox | Generator | Transformer | Blade Bearing | Yaw Gearbox | Main Bearing & Shaft
[63 empty] | NM48/750 | NEG MICON | 0 | 0 | 0 | 0 | 0 | 3
Model | Hersteller | Gearbox | Generator | Transformer | Blade Bearing | Yaw Gearbox | Main Bearing & Shaft | Model | Hersteller | Gearbox | Generator | Transformer | Blade Bearing | Yaw Gearbox | Main Bearing & Shaft | Blade Repair | Model | Hersteller | Gearbox | Generator | Transformer | Blade Bearing | Yaw Gearbox | Main Bearing & Shaft |  | Model | Hersteller | Gearbox | Generator | Transformer | Blade Bearing | Yaw Gearbox | Main Bearing & Shaft | Model | Hersteller | Gearbox | Generator | Transformer | Blade Bearing | Yaw Gearbox | Main Bearing & Shaft | Operational Year of Component | Gearbox |  | Generator |  | Transformer |  | Main Bearing & Shaft |  | Mobilisierungs-/Demobilisierungskosten (AAAA) | [11 empty] | NM52/900 | NEG MICON | 0 | 3 | 0 | 0 | 0 | 9
NM48/750 | NEG MICON | 100000 | 55000 | 32000 | 62000 | 0 | 0 | NM48/750 | NEG MICON | 0 | 0 | 0 | 0 | 0 | 134 | 1000 | NM48/750 | NEG MICON | 1 |  | 0 | 0 | 0 | 2.8 | Daten von Harm | NM48/750 | NEG MICON | 1 | 1 | 0 | 0 | 0 | 1 | NM48/750 | NEG MICON | No | No | No | No | No | No |  | average | negative | average | negative | average | negative | average | negative | Höhe [m]/Masse [t] | 65 | 75 | 90 | 100 | 115 | 125 | 135 | 145 | 155 | 165 | 175 | NM60/1000 | NEG MICON | 24 | 7 | 0 | 0 | 6 | 13
NM52/900 | NEG MICON | 59850 | 55500 | 0 | 19000 | 0 | 20500 | NM52/900 | NEG MICON | 0 | 45.5 | 0 | 0 | 0 | 146 | 1000 | NM52/900 | NEG MICON | 1 |  | 0 | 0 | 0 | 3.2 |  | NM52/900 | NEG MICON | 1 | 1 | 0 | 0 | 0 | 1 | NM52/900 | NEG MICON | No | No | No | No | No | No | 1 | 0 | 0 | 0 | 0 | 0 | 0 | 0 | 0 | 5 | 65: 3813.3333; 75: 7412.075; 90: 12404.3333; 100: 13249.5; 115: 15478.8333; 125: 16984 | NM64c/1500 | NEG MICON | 0 | 2 | 0 | 0 | 1 | 0
NM60/1000 | NEG MICON | 84500 | 27500 | 0 | 0 | 0 | 27930 | NM60/1000 | NEG MICON | 284 | 51.75 | 0 | 0 | 19.75 | 342.75 | 1000 | NM60/1000 | NEG MICON | 2 | 5.5 | 0 | 0 | 0 | 5 |  | NM60/1000 | NEG MICON | 2 | 1 | 0 | 0 | 0 | 2 | NM60/1000 | NEG MICON | No | No | No | No | No | No | 2 | 0 | 0.01 | 0 | 0 | 0 | 0 | 0 | 0 | 10 | 65: 7543.25; 75: 8739.775; 90: 12838.375; 100: 14125.375; 115: 15802.875; 125: 17677 | NM72 | NEG MICON | 15 | 11 | 0 | 0 | 13 | 0
NM64c/1500 | NEG MICON | 84500 | 30000 | 0 | 0 | 0 | 27930 | NM64c/1500 | NEG MICON | 0 | 49.5 | 0 | 0 | 44 | 0 | 1000 | NM64c/1500 | NEG MICON | 2 | 6 | 0 | 0 | 0 | 7.8 |  | NM64c/1500 | NEG MICON | 2 | 1 | 0 | 0 | 0 | 2 | NM64c/1500 | NEG MICON | No | No | No | No | No | No | 3 | 0 | 0.01 | 0 | 0 | 0 | 0 | 0 | 0 | 15 | 65: 9716.025; 75: 11576.125; 90: 14097.875; 100: 14950.375; 115: 23163.25; 125: 28446.6875 | NM82 | NEG MICON | 3 | 11 | 0 | 4 | 3 | 2
NM72 | NEG MICON | 84500 | 38000 | 0 | 64500 | 0 | 33400 | NM72 | NEG MICON | 277 | 89 | 0 | 0 | 25.25 | 0 | 1000 | NM72 | NEG MICON | 2 | 6 | 0 | 0 | 0 | 9.2 |  | NM72 | NEG MICON | 2 | 1 | 0 | 3 | 0 | 2 | NM72 | NEG MICON | No | No | No | No | No | No | 4 | 0.01 | 0.02 | 0 | 0.01 | 0 | 0.01 | 0 | 0.01 | 30 | 65: 12634.875; 75: 13868.25; 90: 15866.125; 100: 16608.625; 115: 30616.6667; 125: 33660 | SDD 100-2.7 MW | Schuler | 0 | 0 | 0 | 0 | 0 | 0
NM82 | NEG MICON | 105900 | 38000 | 0 | 64500 | 0 | 33400 | NM82 | NEG MICON | 357.5 | 61 | 0 | 286 | 28.75 | 271 | 1000 | NM82 | NEG MICON | 3 | 9 | 0 | 0 | 0 | 9.2 |  | NM82 | NEG MICON | 3 | 1 | 0 | 3 | 0 | 2 | NM82 | NEG MICON | No | No | No | No | No | No | 5 | 0.01 | 0.02 | 0 | 0.01 | 0 | 0.01 | 0 | 0.01 | 35 | 65: 13047.375; 75: 14620.375; 90: 15866.125; 100: 27168.625; 115: 32083.3333; 125: 44440 | AN Bonus 1000 | Siemens | 0 | 1 | 0 | 4 | 2 | 4
SDD 100-2.7 MW | Schuler | 0 | 0 | 0 | 0 | 0 | 0 | SDD 100-2.7 MW | Schuler | 0 | 0 | 0 | 0 | 0 | 0 | 1000 | SDD 100-2.7 MW | Schuler | 0 |  | 0 | 0 | 0 |  |  | SDD 100-2.7 MW | Schuler | 0 | 0 | 0 | 0 | 0 | 0 | SDD 100-2.7 MW | Schuler | No | No | No | No | No | No | 6 | 0.02 | 0.03 | 0 | 0.01 | 0 | 0.01 | 0 | 0.01 | 50 | 65: 21656.25; 75: 22961.125; 90: 26261.125; 100: 34210; 115: 61985; 125: 63085 | AN Bonus 1300 | Siemens | 9 | 5 | 0 | 4 | 41 | 20
AN Bonus 1000 | Siemens | 0 | 0 | 0 | 0 | 0 | 0 | AN Bonus 1000 | Siemens | 0 | 19 | 0 | 269.5 | 26.25 | 176.5 | 1000 | AN Bonus 1000 | Siemens | 0 | 3.8 | 0 | 0 | 0 |  |  | AN Bonus 1000 | Siemens | 1 | 1 | 0 | 1 | 0 | 2 | AN Bonus 1000 | Siemens | No | No | No | No | No | No | 7 | 0.02 | 0.03 | 0.01 | 0.01 | 0.01 | 0.01 | 0.01 | 0.01 | [12 empty] | AN Bonus 300 | Siemens | 0 | 0 | 0 | 0 | 0 | 0
AN Bonus 1300 | Siemens | 59850 | 55000 | 0 | 19000 | 0 | 21500 | AN Bonus 1300 | Siemens | 169 | 40.5 | 0 | 227.25 | 24.5 | 319.75 | 1000 | AN Bonus 1300 | Siemens | 0 | 6.8 | 0 | 0 | 0 | 7.6 |  | AN Bonus 1300 | Siemens | 1 | 1 | 0 | 1 | 0 | 2 | AN Bonus 1300 | Siemens | No | No | No | No | No | No | 8 | 0.02 | 0.04 | 0.01 | 0.01 | 0.01 | 0.01 | 0.01 | 0.01 | [12 empty] | AN Bonus 450 | Siemens | 0 | 0 | 0 | 0 | 0 | 0
AN Bonus 300 | Siemens | 0 | 0 | 0 | 0 | 0 | 0 | AN Bonus 300 | Siemens | 0 | 0 | 0 | 0 | 0 | 0 | 1000 | AN Bonus 300 | Siemens | 0 |  | 0 | 0 | 0 |  |  | AN Bonus 300 | Siemens | 0 | 1 | 0 | 0 | 0 | 1 | AN Bonus 300 | Siemens | No | No | No | No | No | No | 9 | 0.03 | 0.04 | 0.01 | 0.01 | 0.01 | 0.01 | 0.01 | 0.01 | [12 empty] | AN Bonus 600 | Siemens | 0 | 7 | 0 | 0 | 1 | 0
AN Bonus 450 | Siemens | 0 | 0 | 0 | 0 | 0 | 0 | AN Bonus 450 | Siemens | 0 | 0 | 0 | 0 | 0 | 0 | 1000 | AN Bonus 450 | Siemens | 0 |  | 0 | 0 | 0 |  |  | AN Bonus 450 | Siemens | 0 | 1 | 0 | 0 | 0 | 1 | AN Bonus 450 | Siemens | No | No | No | No | No | No | 10 | 0.03 | 0.05 | 0.01 | 0.01 | 0.01 | 0.01 | 0.01 | 0.01 | [12 empty] | SWT-2.3-82 (CS) | Siemens | 0 | 0 | 0 | 0 | 0 | 0
AN Bonus 600 | Siemens | 0 | 0 | 0 | 0 | 0 | 0 | AN Bonus 600 | Siemens | 0 | 28 | 0 | 0 | 10 | 0 | 1000 | AN Bonus 600 | Siemens | 0 |  | 0 | 0 | 0 |  |  | AN Bonus 600 | Siemens | 0 | 1 | 0 | 0 | 0 | 1 | AN Bonus 600 | Siemens | No | No | No | No | No | No | 11 | 0.04 | 0.05 | 0.01 | 0.02 | 0.01 | 0.02 | 0.01 | 0.02 | Kosten Tagessätze | [11 empty] | SWT-2.3-93 VS | Siemens | 0 | 0 | 0 | 0 | 0 | 0
SWT-2.3-82 (CS) | Siemens | 0 | 0 | 0 | 0 | 0 | 0 | SWT-2.3-82 (CS) | Siemens | 0 | 0 | 0 | 0 | 0 | 0 | 1000 | SWT-2.3-82 (CS) | Siemens | 0 | 5.8 | 0 | 0 | 0 | 18.5 |  | SWT-2.3-82 (CS) | Siemens | 2 | 1 | 0 | 1 | 0 | 3 | SWT-2.3-82 (CS) | Siemens | No | No | No | No | No | No | 12 | 0.04 | 0.06 | 0.02 | 0.02 | 0.02 | 0.02 | 0.02 | 0.02 | Höhe [m]/Masse [t] | 65 | 75 | 90 | 100 | 115 | 125 | 135 | 145 | 155 | 165 | 175 | V52-850 | Vestas | 1 | 4 | 0 | 0 | 0 | 0
SWT-2.3-93 VS | Siemens | 0 | 0 | 0 | 0 | 0 | 0 | SWT-2.3-93 VS | Siemens | 0 | 0 | 0 | 0 | 0 | 0 | 1000 | SWT-2.3-93 VS | Siemens | 0 |  | 0 | 0 | 0 |  |  | SWT-2.3-93 VS | Siemens | 0 | 0 | 0 | 0 | 0 | 0 | SWT-2.3-93 VS | Siemens | No | No | No | No | No | No | 13 | 0.04 | 0.06 | 0.02 | 0.02 | 0.02 | 0.02 | 0.02 | 0.02 | 5 | 65: 2310; 75: 2640; 90: 3556.6667; 100: 3520; 115: 3630; 125: 3923.3333 | V66-1.65 RCC | Vestas | 0 | 3 | 0 | 0 | 3 | 0
V52-850 | Vestas | 62500 | 39500 | 32000 | 32700 | 0 | 42300 | V52-850 | Vestas | 112.75 | 90.75 | 0 | 0 | 0 | 0 | 1000 | V52-850 | Vestas | 6 | 4 | 0 | 0 | 0 |  |  | V52-850 | Vestas | 1 | 1 | 0 | 1 | 0 | 2 | V52-850 | Vestas | No | No | No | No | No | No | 14 | 0.04 | 0.07 | 0.02 | 0.02 | 0.02 | 0.02 | 0.02 | 0.02 | 10 | 65: 3080; 75: 3382.5; 90: 3547.5; 100: 4125; 115: 3877.5; 125: 3932.5 | V66-1.75 VCS | Vestas | 0 | 2 | 0 | 0 | 0 | 0
V66-1.65 RCC | Vestas | 0 | 55000 | 32000 | 65500 | 0 | 80800 | V66-1.65 RCC | Vestas | 0 | 126 | 0 | 0 | 60.75 | 0 | 1000 | V66-1.65 RCC | Vestas | 14.5 | 5.8 | 5.5 | 0 | 0 | 12 |  | V66-1.65 RCC | Vestas | 1 | 1 | 1 | 1 | 0 | 3 | V66-1.65 RCC | Vestas | No | No | No | No | No | No | 15 | 0.05 | 0.07 | 0.02 | 0.02 | 0.02 | 0.02 | 0.02 | 0.02 | 15 | 65: 3547.5; 75: 3657.5; 90: 3808.75; 100: 4125; 115: 4345; 125: 4730 | V80-2.0 Mk1 - 5 | Vestas | 66 | 16 | 8 | 0 | 26 | 0
V66-1.75 VCS | Vestas | 120000 | 55000 | 32000 | 65500 | 0 | 80800 | V66-1.75 VCS | Vestas | 0 | 64.5 | 0 | 0 | 0 | 0 | 1000 | V66-1.75 VCS | Vestas | 16.5 | 5.8 | 5.5 | 0 | 0 | 12 |  | V66-1.75 VCS | Vestas | 1 | 1 | 1 | 1 | 0 | 3 | V66-1.75 VCS | Vestas | No | No | No | No | No | No | 16 | 0.05 | 0.08 | 0.02 | 0.03 | 0.02 | 0.03 | 0.02 | 0.03 | 30 | 65: 3808.75; 75: 3808.75; 90: 3932.5; 100: 4400; 115: 5060; 125: 5060 | V90-2.0 Mk1 - 5 | Vestas | 44 | 6 | 0 | 0 | 30 | 0
V80-2.0 Mk1 - 5 | Vestas | 100000 | 55000 | 32000 | 62500 | 0 | 80800 | V80-2.0 Mk1 - 5 | Vestas | 160 | 110 | 0 | 0 | 54.75 | 0 | 1000 | V80-2.0 Mk1 - 5 | Vestas | 16.5 | 5.8 | 5.5 | 0 | 0 | 12 |  | V80-2.0 Mk1 - 5 | Vestas | 1 | 1 | 1 | 1 | 0 | 3 | V80-2.0 Mk1 - 5 | Vestas | No | No | No | No | No | No | 17 | 0.05 | 0.08 | 0.025 | 0.03 | 0.025 | 0.03 | 0.025 | 0.03 | 35 | 65: 3808.75; 75: 3808.75; 90: 3932.5; 100: 4400; 115: 5060; 125: 5885 | V90-2.0 Mk7 | Vestas | 0 | 0 | 0 | 0 | 0 | 0
V90-2.0 Mk1 - 5 | Vestas | 100000 | 55000 | 32000 | 62500 | 0 | 80800 | V90-2.0 Mk1 - 5 | Vestas | 164.5 | 73.5 | 0 | 0 | 39.5 | 0 | 1000 | V90-2.0 Mk1 - 5 | Vestas | 16.5 | 5.8 | 5.5 | 0 | 0 | 12 |  | V90-2.0 Mk1 - 5 | Vestas | 1 | 1 | 1 | 1 | 0 | 3 | V90-2.0 Mk1 - 5 | Vestas | No | No | No | No | No | No | 18 | 0.07 | 0.09 | 0.025 | 0.03 | 0.025 | 0.03 | 0.025 | 0.03 | 50 | 65: 4537.5; 75: 4537.5; 90: 4537.5; 100: 4950; 115: 5555; 125: 5555 | V90-2.0 Mk8 | Vestas | 0 | 2 | 0 | 0 | 0 | 0
V90-2.0 Mk7 | Vestas | 0 | 55000 | 32000 | 62500 | 0 | 80800 | V90-2.0 Mk7 | Vestas | 0 | 0 | 0 | 0 | 0 | 0 | 1000 | V90-2.0 Mk7 | Vestas | 16.5 | 5.8 |  | 0 | 0 | 12 |  | V90-2.0 Mk7 | Vestas | 1 | 1 | 1 | 1 | 0 | 3 | V90-2.0 Mk7 | Vestas | No | No | No | No | No | No | 19 | 0.07 | 0.09 | 0.025 | 0.03 | 0.025 | 0.03 | 0.025 | 0.03 | 80 | 65: 4537.5; 75: 4537.5; 90: 4537.5; 100: 4950; 115: 5555; 125: 5555 | 3.2M114 | Senvion | 0 | 0 | 0 | 0 | 0 | 0
V90-2.0 Mk8 | Vestas | 100000 | 115000 | 32000 | 62500 | 0 | 60000 | V90-2.0 Mk8 | Vestas | 0 | 266.75 | 0 | 0 | 0 | 0 | 1000 | V90-2.0 Mk8 | Vestas | 0 | 5.8 | 5.5 | 0 | 0 |  |  | V90-2.0 Mk8 | Vestas | 1 | 1 | 1 | 1 | 0 | 3 | V90-2.0 Mk8 | Vestas | No | No | No | No | No | No | 20 | 0.07 | 0.1 | 0.025 | 0.04 | 0.025 | 0.04 | 0.025 | 0.04 | [12 empty] | 3.4M104 | Senvion | 0 | 0 | 0 | 0 | 0 | 0
3.2M114 | Senvion | 170000 | 55000 | 35000 | 24000 | 15000 | 75000 | 3.2M114 | Senvion | 180 | 140 | 30 | 250 | 40 | 300 | 1000 | 3.2M114 | Senvion | 29.2 | 14 | 30 | 5 | 1 | 20 |  | 3.2M114 | Senvion | 1 | 1 | 0 | 2 | 0 | 1 | 3.2M114 | Senvion | No | No | No | Yes | No | Yes | 21 | 0.07 | 0.1 | 0.025 | 0.04 | 0.025 | 0.04 | 0.025 | 0.04 | [12 empty] | 3.4M122 | Senvion | 0 | 0 | 0 | 0 | 0 | 0
3.4M104 | Senvion | 170000 | 55000 | 35000 | 24000 | 15000 | 75000 | 3.4M104 | Senvion | 180 | 140 | 30 | 250 | 40 | 300 | 1000 | 3.4M104 | Senvion | 29.8 | 8.35 | 30 | 5 | 1 | 20 |  | 3.4M104 | Senvion | 1 | 1 | 0 | 2 | 0 | 1 | 3.4M104 | Senvion | No | No | No | Yes | No | Yes | 22 | 0.07 | 0.1 | 0.025 | 0.04 | 0.025 | 0.04 | 0.025 | 0.04 | [12 empty] | 3.4M140 | Senvion | 0 | 0 | 0 | 0 | 0 | 0
3.4M122 | Senvion | 170000 | 55000 | 35000 | 24000 | 15000 | 75000 | 3.4M122 | Senvion | 180 | 140 | 30 | 250 | 40 | 300 | 1000 | 3.4M122 | Senvion | 29.8 | 8.35 | 30 | 5 | 1 | 20 |  | 3.4M122 | Senvion | 1 | 1 | 0 | 2 | 0 | 1 | 3.4M122 | Senvion | No | No | No | Yes | No | Yes | 23 | 0.07 | 0.1 | 0.025 | 0.04 | 0.025 | 0.04 | 0.025 | 0.04 | Kosten Umsetzung im WP | [11 empty] | 3.6M114 | Senvion | 0 | 0 | 0 | 0 | 0 | 0
3.4M140 | Senvion | 170000 | 55000 | 35000 | 28000 | 15000 | 75000 | 3.4M140 | Senvion | 180 | 140 | 30 | 250 | 40 | 300 | 1000 | 3.4M140 | Senvion | 29.8 | 8.35 | 30 | 5 | 1 | 20 |  | 3.4M140 | Senvion | 1 | 1 | 0 | 2 | 0 | 1 | 3.4M140 | Senvion | No | No | No | Yes | No | Yes | 24 | 0.07 | 0.1 | 0.025 | 0.04 | 0.025 | 0.04 | 0.025 | 0.04 | Höhe [m]/Masse [t] | 65 | 75 | 90 | 100 | 115 | 125 | 135 | 145 | 155 | 165 | 175 | 3.2M122 | Senvion | 0 | 0 | 0 | 0 | 0 | 0
3.6M114 | Senvion | 170000 | 55000 | 35000 | 28000 | 15000 | 75000 | 3.6M114 | Senvion | 180 | 140 | 30 | 250 | 40 | 300 | 1000 | 3.6M114 | Senvion | 30 | 8.35 | 30 | 5 | 1 | 20 |  | 3.6M114 | Senvion | 1 | 1 | 0 | 2 | 0 | 1 | 3.6M114 | Senvion | No | No | No | Yes | No | Yes | 25 | 0.07 | 0.1 | 0.025 | 0.04 | 0.025 | 0.04 | 0.025 | 0.04 | 5 | 65: 1877.3333; 75: 2445.6667; 90: 5426.6667; 100: 8268.3333; 115: 10248.3333; 125: 11513.3333 | 3.6M140 | Senvion | 0 | 0 | 0 | 0 | 0 | 0
3.2M122 | Senvion | 170000 | 55000 | 35000 | 24000 | 15000 | 75000 | 3.2M122 | Senvion | 180 | 140 | 30 | 250 | 40 | 300 | 1000 | 3.2M122 | Senvion | 30 | 8.35 | 30 | 5 | 1 | 20 |  | 3.2M122 | Senvion | 2 | 1 | 0 | 2 | 0 | 1 | 3.2M122 | Senvion | No | No | No | Yes | No | Yes | Sum | 1.01 | 1.5 | 0.375 | 0.53 | 0.375 | 0.53 | 0.375 | 0.53 | 10 | 65: 3154.25; 75: 3421; 90: 6118.75; 100: 8456.25; 115: 10161.25; 125: 11151.25 | FL2500/100 | Fuhrländer | 0 | 0 | 0 | 0 | 0 | 0
3.6M140 | Senvion | 170000 | 55000 | 35000 | 28000 | 15000 | 75000 | 3.6M140 | Senvion | 180 | 140 | 30 | 250 | 40 | 300 | 1000 | 3.6M140 | Senvion | 30 | 8.35 | 30 | 5 | 1 | 20 |  | 3.6M140 | Senvion | 2 | 1 | 0 | 2 | 0 | 1 | 3.6M140 | Senvion | No | No | No | Yes | No | Yes | [9 empty] | 15 | 65: 4177.25; 75: 5156.25; 90: 7370; 100: 8841.25; 115: 11013.75; 125: 13303.125 | FL2500/104 | Fuhrländer | 0 | 0 | 0 | 0 | 0 | 0
FL2500/100 | Fuhrländer | 106000 | 37000 | 15000 | 16500 | 6600 | 109000 | FL2500/100 | Fuhrländer | 200 | 150 | 150 | 250 | 40 | 300 | 1000 | FL2500/100 | Fuhrländer | 25 | 8.35 | 25 | 5 | 0.8 | 12 |  | FL2500/100 | Fuhrländer | 1 | 1 | 2 | 2 | 0 | 1 | FL2500/100 | Fuhrländer | No | No | No | Yes | No | Yes | [9 empty] | 30 | 65: 6022.5; 75: 6613.75; 90: 8566.25; 100: 9845; 115: 14960; 125: 16206.6667 | FL2500/80 | Fuhrländer | 0 | 0 | 0 | 0 | 0 | 0
FL2500/104 | Fuhrländer | 106000 | 37000 | 15000 | 16500 | 6600 | 109000 | FL2500/104 | Fuhrländer | 200 | 150 | 150 | 250 | 40 | 300 | 1000 | FL2500/104 | Fuhrländer | 18 | 6.3 | 20 | 3 | 0.4 | 9 |  | FL2500/104 | Fuhrländer | 1 | 1 | 0 | 2 | 0 | 1 | FL2500/104 | Fuhrländer | No | No | No | Yes | No | Yes | [9 empty] | 35 | 65: 6710; 75: 7480; 90: 8896.25; 100: 12251.25; 115: 15693.3333; 125: 16610 | FL2500/90 | Fuhrländer | 0 | 0 | 0 | 0 | 0 | 0
FL2500/80 | Fuhrländer | 106000 | 37000 | 15000 | 16500 | 6600 | 109000 | FL2500/80 | Fuhrländer | 200 | 150 | 150 | 250 | 40 | 300 | 1000 | FL2500/80 | Fuhrländer | 18 | 6.3 | 20 | 3 | 0.4 | 9 |  | FL2500/80 | Fuhrländer | 1 | 1 | 0 | 2 | 0 | 1 | FL2500/80 | Fuhrländer | No | No | No | Yes | No | Yes | [9 empty] | 50 | 65: 9955; 75: 10711.25; 90: 11673.75; 100: 15583.3333; 115: 45375; 125: 45925 | FL70 | Fuhrländer | 0 | 0 | 0 | 0 | 0 | 0
FL2500/90 | Fuhrländer | 106000 | 37000 | 15000 | 16500 | 6600 | 109000 | FL2500/90 | Fuhrländer | 200 | 150 | 150 | 250 | 40 | 300 | 1000 | FL2500/90 | Fuhrländer | 18 | 6.3 | 20 | 3 | 0.4 | 9 |  | FL2500/90 | Fuhrländer | 2 | 1 | 0 | 2 | 0 | 1 | FL2500/90 | Fuhrländer | No | No | No | Yes | No | Yes | [21 empty] | FL77 | Fuhrländer | 0 | 0 | 0 | 0 | 0 | 0
FL70 | Fuhrländer | 75000 | 15000 | 5000 | 15000 | 6500 | 17000 | FL70 | Fuhrländer | 160 | 120 | 20 | 240 | 20 | 240 | 1000 | FL70 | Fuhrländer | 18 | 6.3 | 20 | 3 | 0.4 | 9 |  | FL70 | Fuhrländer | 2 | 1 | 0 | 2 | 0 | 1 | FL70 | Fuhrländer | No | No | No | Yes | No | Yes | [21 empty] | MD70 | Senvion | 0 | 0 | 0 | 0 | 0 | 0
FL77 | Fuhrländer | 75000 | 15000 | 5000 | 15000 | 6500 | 17000 | FL77 | Fuhrländer | 160 | 120 | 20 | 240 | 20 | 240 | 1000 | FL77 | Fuhrländer | 24 | 10 | 25 | 5 | 2 | 15 |  | FL77 | Fuhrländer | 2 | 1 | 0 | 2 | 0 | 1 | FL77 | Fuhrländer | No | No | No | Yes | No | Yes | [21 empty] | MD77 | Senvion | 0 | 0 | 0 | 0 | 0 | 0
MD70 | Senvion | 75000 | 15000 | 5000 | 15000 | 4618 | 17000 | MD70 | Senvion | 160 | 120 | 20 | 240 | 20 | 240 | 1000 | MD70 | Senvion | 24 | 7 | 22 | 4 | 2 | 15 |  | MD70 | Senvion | 2 | 1 | 0 | 2 | 0 | 1 | MD70 | Senvion | No | No | No | Yes | No | Yes | [9 empty] | Kosten 100t. Hilfskran | 100: Sonstige Kosten | MM100 | Senvion | 0 | 0 | 0 | 0 | 0 | 0
MD77 | Senvion | 75000 | 15000 | 5000 | 15000 | 4618 | 17000 | MD77 | Senvion | 160 | 120 | 20 | 240 | 20 | 240 | 1000 | MD77 | Senvion | 24 | 7 | 25 | 4 | 2 | 15 |  | MD77 | Senvion | 2 | 1 | 0 | 2 | 0 | 1 | MD77 | Senvion | No | No | No | Yes | No | Yes | [9 empty] | Mob/Demob (AAAA) | 75: 1750; 100: Standby wetterbedingt (1h); 125: 0.55 | MM82 | Senvion | 0 | 0 | 0 | 0 | 0 | 0
MM100 | Senvion | 100000 | 35000 | 20000 | 17000 | 4500 | 32000 | MM100 | Senvion | 160 | 120 | 20 | 240 | 20 | 240 | 1000 | MM100 | Senvion | 19 | 10 | 25 | 5 | 2 | 15 |  | MM100 | Senvion | 2 | 1 | 0 | 2 | 0 | 1 | MM100 | Senvion | No | No | No | Yes | No | Yes | [9 empty] | Tagessatz | 75: 1450; 100: Überstunde (> 10h) (Preis pro Stunde); 125: +15% | MM92 | Senvion | 0 | 0 | 0 | 0 | 0 | 0
MM82 | Senvion | 100000 | 35000 | 20000 | 14200 | 4200 | 32000 | #N/A | Senvion | 160 | 120 | 20 | 240 | 20 | 240 | 1000 | MM82 | Senvion | 23 | 11.5 | 25 | 5 | 2 | 15 |  | MM82 | Senvion | 1 | 1 | 0 | 2 | 0 | 1 | MM82 | Senvion | No | No | No | Yes | No | Yes | [9 empty] | Standby wetterbedingt (1h) | 75: 0.55 | N100 | Nordex | 0 | 0 | 0 | 0 | 0 | 0
MM92 | Senvion | 100000 | 35000 | 20000 | 14200 | 4200 | 32000 | MM92 | Senvion | 160 | 120 | 20 | 240 | 20 | 240 | 1000 | MM92 | Senvion | 23 | 11.5 | 25 | 5 | 2 | 15 |  | MM92 | Senvion | 2 | 1 | 0 | 2 | 0 | 1 | MM92 | Senvion | No | No | No | Yes | No | Yes | [9 empty] | Überstunde (> 10h) (Preis pro Stunde) | 75: +15% | N117/2400 | Nordex | 0 | 0 | 0 | 0 | 0 | 0
N100 | Nordex | 185000 | 37000 | 30000 | 20000 | 6200 | 30000 | N100 | Nordex | 180 | 140 | 30 | 260 | 30 | 280 | 1000 | N100 | Nordex | 13 | 5 | 15 | 2 | 0.3 | 8 |  | N100 | Nordex | 1 | 1 | 0 | 2 | 0 | 1 | N100 | Nordex | No | No | No | Yes | No | Yes | [21 empty] | N117/3000 | Nordex | 0 | 0 | 0 | 0 | 0 | 0
N117/2400 | Nordex | 125000 | 37000 | 30000 | 25000 | 10000 | 30000 | N117/2400 | Nordex | 180 | 140 | 30 | 260 | 30 | 280 | 1000 | N117/2400 | Nordex | 18 | 9 | 22 | 4 | 2 | 15 |  | N117/2400 | Nordex | 1 | 1 | 0 | 2 | 0 | 1 | N117/2400 | Nordex | No | No | No | Yes | No | Yes | [9 empty] | Postleitzahlen | [11 empty] | N60 | Nordex | 0 | 0 | 0 | 0 | 0 | 0
N117/3000 | Nordex | 170000 | 50000 | 30000 | 25000 | 10000 | 60000 | N117/3000 | Nordex | 180 | 140 | 30 | 260 | 30 | 280 | 1000 | N117/3000 | Nordex | 19 | 9.4 | 25 | 4 | 2 | 15 |  | N117/3000 | Nordex | 1 | 1 | 0 | 2 | 0 | 1 | N117/3000 | Nordex | No | No | No | Yes | No | Yes | [9 empty] | Gültig für folgende Postleitzahlengebiete | [11 empty] | N80 | Nordex | 0 | 0 | 0 | 0 | 0 | 0 | bar: 75
N60 | Nordex | 45000 | 19000 | 5000 | 0 | 5000 | 15000 | N60 | Nordex | 120 | 100 | 20 | 200 | 20 | 200 | 1000 | N60 | Nordex | 19 | 9.4 | 25 | 4 | 2 | 15 |  | N60 | Nordex | 1 | 1 | 0 | 2 | 0 | 1 | N60 | Nordex | No | No | No | Yes | No | Yes | [21 empty] | N90/2300 | Nordex | 0 | 0 | 0 | 0 | 0 | 0
N80 | Nordex | 100000 | 37000 | 20000 | 16500 | 12420 | 25000 | N80 | Nordex | 180 | 140 | 30 | 260 | 30 | 280 | 1000 | N80 | Nordex | 18 | 6.3 | 20 | 3 | 0.4 | 9 |  | N80 | Nordex | 1 | 1 | 0 | 2 | 0 | 1 | N80 | Nordex | No | No | No | Yes | No | Yes | [9 empty] | maximale Windgeschwindigkeit | [11 empty] | N90/2500 | Nordex | 0 | 0 | 0 | 0 | 0 | 0
N90/2300 | Nordex | 100000 | 37000 | 20000 | 16500 | 12420 | 25000 | N90/2300 | Nordex | 180 | 140 | 30 | 260 | 30 | 280 | 1000 | N90/2300 | Nordex | 18 | 6.3 | 20 | 3 | 0.4 | 9 |  | N90/2300 | Nordex | 1 | 1 | 0 | 2 | 0 | 1 | N90/2300 | Nordex | No | No | No | Yes | No | Yes | [9 empty] | Kraneinsatz bis zu | 75: 7 m/s | S70 | Nordex | 0 | 0 | 0 | 0 | 0 | 0
N90/2500 | Nordex | 100000 | 37000 | 20000 | 16500 | 12420 | 25000 | N90/2500 | Nordex | 180 | 140 | 30 | 260 | 30 | 280 | 1000 | N90/2500 | Nordex | 25 | 8.35 | 25 | 5 | 0.8 | 12 |  | N90/2500 | Nordex | 1 | 1 | 2 | 2 | 0 | 1 | N90/2500 | Nordex | No | No | No | Yes | No | Yes | [21 empty] | S77 | Nordex | 0 | 0 | 0 | 0 | 0 | 0
S70 | Nordex | 75000 | 15000 | 5000 | 15000 | 4618 | 17000 | S70 | Nordex | 160 | 120 | 20 | 240 | 20 | 240 | 1000 | S70 | Nordex | 25 | 8.35 | 25 | 5 | 0.8 | 12 |  | S70 | Nordex | 1 | 1 | 2 | 2 | 0 | 1 | S70 | Nordex | No | No | No | Yes | No | Yes | [9 empty] | *Hakenhöhe = Nabenhöhe + 10 m | [11 empty] | 3.4M114 | Senvion | 0 | 0 | 0 | 0 | 0 | 0
S77 | Nordex | 75000 | 15000 | 5000 | 15000 | 4618 | 17000 | S77 | Nordex | 160 | 120 | 20 | 240 | 20 | 240 | 1000 | S77 | Nordex | 25 | 8.35 | 25 | 5 | 0.8 | 12 |  | S77 | Nordex | 1 | 1 | 2 | 2 | 0 | 1 | S77 | Nordex | No | No | No | Yes | No | Yes | [21 empty] | N131/3000 | Nordex | 0 | 0 | 0 | 0 | 0 | 0
3.4M114 | Senvion | 170000 | 55000 | 35000 | 24000 | 15000 | 75000 | 3.4M114 | Senvion | 180 | 140 | 30 | 250 | 40 | 300 | 1000 | 3.4M114 | Senvion | 29.8 | 8.35 | 30 | 5 | 1 | 20 |  | 3.4M114 | Senvion | 2 | 1 | 0 | 2 | 0 | 1 | 3.4M114 | Senvion | No | No | No | Yes | No | Yes | [21 empty] | N131/3300 | Nordex | 0 | 0 | 0 | 0 | 0 | 0
N131/3000 | Nordex | 170000 | 50000 | 30000 | 30000 | 15000 | 60000 | N131/3000 | Nordex | 180 | 140 | 30 | 260 | 30 | 280 | 1000 | N131/3000 | Nordex | 23 | 11.5 | 25 | 5 | 2 | 15 |  | N131/3000 | Nordex | 2 | 1 | 0 | 2 | 0 | 1 | N131/3000 | Nordex | No | No | No | Yes | No | Yes | [21 empty] | N131/3600 | Nordex | 0 | 0 | 0 | 0 | 0 | 0
N131/3300 | Nordex | 170000 | 50000 | 30000 | 30000 | 15000 | 60000 | N131/3300 | Nordex | 180 | 140 | 30 | 260 | 30 | 280 | 1000 | N131/3300 | Nordex | 23 | 11.5 | 25 | 5 | 2 | 15 |  | N131/3300 | Nordex | 2 | 1 | 0 | 2 | 0 | 1 | N131/3300 | Nordex | No | No | No | Yes | No | Yes | [21 empty] | 3.4M114 | Senvion | 0 | 0 | 0 | 0 | 0 | 0
N131/3600 | Nordex | 170000 | 50000 | 30000 | 30000 | 15000 | 60000 | N131/3600 | Nordex | 180 | 140 | 30 | 260 | 30 | 280 | 1000 | N131/3600 | Nordex | 23 | 11.5 | 25 | 5 | 2 | 15 |  | N131/3600 | Nordex | 2 | 1 | 0 | 2 | 0 | 1 | N131/3600 | Nordex | No | No | No | Yes | No | Yes | [21 empty] | 3.7M144 | Senvion | 0 | 0 | 0 | 0 | 0 | 0
3.4M114 | Senvion | 170000 | 55000 | 35000 | 24000 | 15000 | 75000 | 3.4M114 | Senvion | 180 | 140 | 30 | 250 | 40 | 300 | 1000 | 3.4M114 | Senvion | 29.8 | 8.35 | 30 | 5 | 1 | 20 |  | 3.4M114 | Senvion | 2 | 1 | 0 | 2 | 0 | 1 | 3.4M114 | Senvion | No | No | No | Yes | No | Yes | [21 empty] | E-48 | Enercon | 0 | 0 | 0 | 0 | 0 | 0
3.7M144 | Senvion | 170000 | 55000 | 40000 | 28000 | 15000 | 75000 | 3.7M144 | Senvion | 180 | 140 | 30 | 250 | 40 | 300 | 1000 | 3.7M144 | Senvion | 29.8 | 8.35 | 30 | 5 | 1 | 20 |  | 3.7M144 | Senvion | 2 | 1 | 0 | 2 | 0 | 1 | 3.7M144 | Senvion | No | No | No | Yes | No | Yes | [21 empty] | E-53 | Enercon | 0 | 0 | 0 | 0 | 0 | 0
E-48 | Enercon | 0 | 500000 | 26000 | 250000 | 20000 | 250000 | E-48 | Enercon | 0 | 350 | 80 | 350 | 500 | 350 | 1000 | E-48 | Enercon | 0 | 35 | 6 | 22 | 4 | 22 |  | E-48 | Enercon | 0 | 3 | 2 | 3 | 4 | 3 | E-48 | Enercon | no | Yes | no | Yes | Yes | Yes | [21 empty] | E-58/10.58 | Enercon | 0 | 0 | 0 | 0 | 0 | 0
E-53 | Enercon | 0 | 500000 | 26000 | 250000 | 20000 | 250000 | E-53 | Enercon | 0 | 350 | 80 | 350 | 500 | 350 | 1000 | E-53 | Enercon | 0 | 35 | 6 | 22 | 4 | 22 |  | E-53 | Enercon | 0 | 3 | 2 | 3 | 4 | 3 | E-53 | Enercon | no | Yes | no | Yes | Yes | Yes | [21 empty] | E-66 | Enercon | 0 | 0 | 0 | 0 | 0 | 0
E-58/10.58 | Enercon | 0 | 560000 | 28000 | 270000 | 22000 | 270000 | E-58/10.58 | Enercon | 0 | 350 | 80 | 350 | 500 | 350 | 1000 | E-58/10.58 | Enercon | 0 | 35 | 6 | 24 | 5 | 24 |  | E-58/10.58 | Enercon | 0 | 3 | 2 | 3 | 4 | 3 | E-58/10.58 | Enercon | no | Yes | no | Yes | Yes | Yes | [21 empty] | E-66/18.70 (E-70) | Enercon | 0 | 0 | 0 | 0 | 0 | 0
E-66 | Enercon | 0 | 570000 | 28000 | 270000 | 22000 | 270000 | E-66 | Enercon | 0 | 350 | 80 | 350 | 500 | 350 | 1000 | E-66 | Enercon | 0 | 35 | 6 | 24 | 5 | 24 |  | E-66 | Enercon | 0 | 3 | 2 | 3 | 4 | 3 | E-66 | Enercon | no | Yes | no | Yes | Yes | Yes | [21 empty] | E-66/20.70 (E-70) | Enercon | 0 | 0 | 0 | 0 | 0 | 0
E-66/18.70 (E-70) | Enercon | 0 | 580000 | 28000 | 270000 | 22000 | 270000 | E-66/18.70 (E-70) | Enercon | 0 | 350 | 80 | 350 | 500 | 350 | 1000 | E-66/18.70 (E-70) | Enercon | 0 | 35 | 6 | 24 | 5 | 24 |  | E-66/18.70 (E-70) | Enercon | 0 | 3 | 2 | 3 | 4 | 3 | E-66/18.70 (E-70) | Enercon | no | Yes | no | Yes | Yes | Yes | [21 empty] | E-70 E4 (E-78) | Enercon | 0 | 0 | 0 | 0 | 0 | 0
E-66/20.70 (E-70) | Enercon | 0 | 590000 | 30000 | 270000 | 22000 | 270000 | E-66/20.70 (E-70) | Enercon | 0 | 350 | 80 | 350 | 500 | 350 | 1000 | E-66/20.70 (E-70) | Enercon | 0 | 35 | 6 | 24 | 5 | 24 |  | E-66/20.70 (E-70) | Enercon | 0 | 3 | 2 | 3 | 4 | 3 | E-66/20.70 (E-70) | Enercon | no | Yes | no | Yes | Yes | Yes | [21 empty] | E-82 | Enercon | 0 | 0 | 0 | 0 | 0 | 0
E-70 E4 (E-78) | Enercon | 0 | 610000 | 32000 | 280000 | 22000 | 280000 | E-70 E4 (E-78) | Enercon | 0 | 350 | 80 | 350 | 500 | 350 | 1000 | E-70 E4 (E-78) | Enercon | 0 | 35 | 7 | 26 | 5 | 26 |  | E-70 E4 (E-78) | Enercon | 0 | 3 | 2 | 3 | 4 | 3 | E-70 E4 (E-78) | Enercon | no | Yes | no | Yes | Yes | Yes | [21 empty] | E-82 E2 2.000 | Enercon | 0 | 0 | 0 | 0 | 0 | 0
E-82 | Enercon | 0 | 630000 | 32000 | 280000 | 22000 | 280000 | E-82 | Enercon | 0 | 350 | 80 | 350 | 500 | 350 | 1000 | E-82 | Enercon | 0 | 35 | 7 | 26 | 5 | 26 |  | E-82 | Enercon | 0 | 3 | 2 | 3 | 4 | 3 | E-82 | Enercon | no | Yes | no | Yes | Yes | Yes | [21 empty] | E-82 E2 2.300 | Enercon | 0 | 0 | 0 | 0 | 0 | 0
E-82 E2 2.000 | Enercon | 0 | 640000 | 32000 | 290000 | 24000 | 290000 | E-82 E2 2.000 | Enercon | 0 | 400 | 80 | 400 | 550 | 400 | 1000 | E-82 E2 2.000 | Enercon | 0 | 35 | 7 | 28 | 6 | 28 |  | E-82 E2 2.000 | Enercon | 0 | 4 | 2 | 4 | 5 | 4 | E-82 E2 2.000 | Enercon | no | Yes | no | Yes | Yes | Yes | [21 empty] | E-82 E3 3.000 | Enercon | 0 | 0 | 0 | 0 | 0 | 0
E-82 E2 2.300 | Enercon | 0 | 640000 | 32000 | 290000 | 24000 | 290000 | E-82 E2 2.300 | Enercon | 0 | 400 | 80 | 400 | 550 | 400 | 1000 | E-82 E2 2.300 | Enercon | 0 | 35 | 7 | 28 | 6 | 28 |  | E-82 E2 2.300 | Enercon | 0 | 4 | 2 | 4 | 5 | 4 | E-82 E2 2.300 | Enercon | no | Yes | no | Yes | Yes | Yes | [21 empty] | E-82 E4 2.350 | Enercon | 0 | 0 | 0 | 0 | 0 | 0
E-82 E3 3.000 | Enercon | 0 | 680000 | 34000 | 290000 | 24000 | 290000 | E-82 E3 3.000 | Enercon | 0 | 400 | 80 | 400 | 550 | 400 | 1000 | E-82 E3 3.000 | Enercon | 0 | 35 | 8 | 28 | 6 | 28 |  | E-82 E3 3.000 | Enercon | 0 | 4 | 2 | 4 | 5 | 4 | E-82 E3 3.000 | Enercon | no | Yes | no | Yes | Yes | Yes | [21 empty] | E-82 E4 3.000 | Enercon | 0 | 0 | 0 | 0 | 0 | 0
E-82 E4 2.350 | Enercon | 0 | 650000 | 32000 | 290000 | 24000 | 290000 | E-82 E4 2.350 | Enercon | 0 | 400 | 80 | 400 | 550 | 400 | 1000 | E-82 E4 2.350 | Enercon | 0 | 35 | 7 | 28 | 6 | 28 |  | E-82 E4 2.350 | Enercon | 0 | 4 | 2 | 4 | 5 | 4 | E-82 E4 2.350 | Enercon | no | Yes | no | Yes | Yes | Yes | [21 empty] | E-92 | Enercon | 0 | 0 | 0 | 0 | 0 | 0
E-82 E4 3.000 | Enercon | 0 | 680000 | 34000 | 290000 | 24000 | 290000 | E-82 E4 3.000 | Enercon | 0 | 400 | 80 | 400 | 550 | 400 | 1000 | E-82 E4 3.000 | Enercon | 0 | 35 | 8 | 28 | 6 | 28 |  | E-82 E4 3.000 | Enercon | 0 | 4 | 2 | 4 | 5 | 4 | E-82 E4 3.000 | Enercon | no | Yes | no | Yes | Yes | Yes | [21 empty] | E-101 3.050 | Enercon | 0 | 0 | 0 | 0 | 0 | 0
E-92 | Enercon | 0 | 680000 | 34000 | 290000 | 24000 | 290000 | E-92 | Enercon | 0 | 400 | 80 | 400 | 550 | 400 | 1000 | E-92 | Enercon | 0 | 35 | 7 | 28 | 6 | 28 |  | E-92 | Enercon | 0 | 4 | 2 | 4 | 5 | 4 | E-92 | Enercon | no | Yes | no | Yes | Yes | Yes | [21 empty] | E-101 E2 3.050 | Enercon | 0 | 0 | 0 | 0 | 0 | 0
E-101 3.050 | Enercon | 0 | 750000 | 36000 | 350000 | 32000 | 350000 | E-101 3.050 | Enercon | 0 | 500 | 80 | 500 | 700 | 500 | 1000 | E-101 3.050 | Enercon | 0 | 35 | 8 | 32 | 8 | 32 |  | E-101 3.050 | Enercon | 0 | 5 | 2 | 5 | 6 | 5 | E-101 3.050 | Enercon | no | Yes | no | Yes | Yes | Yes | [21 empty] | E-101 E2 3.500 | Enercon | 0 | 0 | 0 | 0 | 0 | 0
E-101 E2 3.050 | Enercon | 0 | 750000 | 36000 | 350000 | 32000 | 350000 | E-101 E2 3.050 | Enercon | 0 | 500 | 80 | 500 | 700 | 500 | 1000 | E-101 E2 3.050 | Enercon | 0 | 35 | 8 | 32 | 8 | 32 |  | E-101 E2 3.050 | Enercon | 0 | 5 | 2 | 5 | 6 | 5 | E-101 E2 3.050 | Enercon | no | Yes | no | Yes | Yes | Yes | [21 empty] | E-115 2.500 | Enercon | 0 | 0 | 0 | 0 | 0 | 0
E-101 E2 3.500 | Enercon | 0 | 750000 | 38000 | 350000 | 32000 | 350000 | E-101 E2 3.500 | Enercon | 0 | 500 | 80 | 500 | 700 | 500 | 1000 | E-101 E2 3.500 | Enercon | 0 | 35 | 8 | 32 | 8 | 32 |  | E-101 E2 3.500 | Enercon | 0 | 5 | 2 | 5 | 6 | 5 | E-101 E2 3.500 | Enercon | no | Yes | no | Yes | Yes | Yes | [21 empty] | E-115 3.000 | Enercon | 0 | 0 | 0 | 0 | 0 | 0
E-115 2.500 | Enercon | 0 | 750000 | 36000 | 350000 | 32000 | 350000 | E-115 2.500 | Enercon | 0 | 500 | 80 | 500 | 700 | 500 | 1000 | E-115 2.500 | Enercon | 0 | 35 | 8 | 32 | 8 | 32 |  | E-115 2.500 | Enercon | 0 | 5 | 2 | 5 | 6 | 5 | E-115 2.500 | Enercon | no | Yes | no | Yes | Yes | Yes
E-115 3.000 | Enercon | 0 | 750000 | 38000 | 350000 | 32000 | 350000 | E-115 3.000 | Enercon | 0 | 500 | 80 | 500 | 700 | 500 | 1000 | E-115 3.000 | Enercon | 0 | 35 | 8 | 32 | 8 | 32 |  | E-115 3.000 | Enercon | 0 | 5 | 2 | 5 | 6 | 5 | E-115 3.000 | Enercon | no | Yes | no | Yes | Yes | Yes
Note on BT2: Marianna Thomsen ¦ Vertrieb ¦ Deutsche Windtechnik: Noch keine geprüften werte vorhanden
Note on L4: Marianna Thomsen ¦ Vertrieb ¦ Deutsche Windtechnik: Noch keine geprüften werte vorhanden
Note on Y59: Marianna Thomsen ¦ Vertrieb ¦ Deutsche Windtechnik: Krankosten matrix muss erweitet werden, damit auch 54 Tonnen abgedeckt werden köennen

## Options (hidden)
Model | Hersteller | Damages caused by natural forces / VVW | Rotor blade inspection | Rotor blade replacement in full maintenance contract | Foundation inspection | Gear box endoscopy | Gear box oil exchange | Recurring inspection of WTG & tower | Electrical equipment inspection DIN IEC 60364/ DGUV V3 | AIA / ZÜS service lift | Service lift maintenance | AIA / ZÜS pressure equipment | Statutory inspections & maintenance of safety equipment (e.g. ladder, rescue device, fire estinguisher, etc.) | Spalte1 | 24/7 leitwarte
|  | free field | free field | free field | free field | included | free field | included | included | included | free field | free field | inspection | inspection & replacement
NM48/750 | NEG MICON | 6400 | 1200 | 0 | 0 | 1500 | 0 | 350 | 300 | 600 | 0 | 0 | 750 | 1650 | 750
NM52/900 | NEG MICON | 6400 | 1200 | 0 | 0 | 1500 | 0 | 350 | 300 | 600 | 0 | 0 | 750 | 1650 | 750
NM60/1000 | NEG MICON | 6400 | 1200 | 0 | 0 | 1500 | 0 | 350 | 300 | 600 | 0 | 0 | 750 | 1650 | 750
NM64c/1500 | NEG MICON | 6400 | 1200 | 0 | 0 | 1500 | 0 | 350 | 300 | 600 | 0 | 0 | 750 | 1650 | 750
NM72 | NEG MICON | 6400 | 1200 | 0 | 0 | 1500 | 0 | 350 | 300 | 600 | 0 | 0 | 750 | 1650 | 750
NM82 | NEG MICON | 6400 | 1200 | 0 | 0 | 1500 | 0 | 350 | 300 | 600 | 0 | 0 | 750 | 1650 | 750
SDD 100-2.7 MW | Schuler | 6400 | 1200 | 0 | 0 | 1500 | 0 | 350 | 300 | 600 | 0 | 0 | 750 | 1650 | 750
AN Bonus 1000 | Siemens | 6400 | 1200 | 0 | 0 | 1500 | 0 | 350 | 300 | 600 | 0 | 0 | 750 | 1650 | 750
AN Bonus 1300 | Siemens | 6400 | 1200 | 0 | 0 | 1500 | 0 | 350 | 300 | 600 | 0 | 0 | 750 | 1650 | 750
AN Bonus 300 | Siemens | 6400 | 1200 | 0 | 0 | 1500 | 0 | 350 | 300 | 600 | 0 | 0 | 750 | 1650 | 750
AN Bonus 450 | Siemens | 6400 | 1200 | 0 | 0 | 1500 | 0 | 350 | 300 | 600 | 0 | 0 | 750 | 1650 | 750
AN Bonus 600 | Siemens | 6400 | 1200 | 0 | 0 | 1500 | 0 | 350 | 300 | 600 | 0 | 0 | 750 | 1650 | 750
SWT-2.3-82 (CS) | Siemens | 6400 | 1200 | 0 | 0 | 1500 | 0 | 350 | 300 | 600 | 0 | 0 | 750 | 1650 | 750
SWT-2.3-93 VS | Siemens | 6400 | 1200 | 0 | 0 | 1500 | 0 | 350 | 300 | 600 | 0 | 0 | 750 | 1650 | 750
V52-850 | Vestas | 6400 | 1200 | 0 | 0 | 1500 | 0 | 350 | 300 | 600 | 0 | 0 | 750 | 1650 | 750
V66-1.65 RCC | Vestas | 6400 | 1200 | 0 | 0 | 1500 | 0 | 350 | 300 | 600 | 0 | 0 | 750 | 1650 | 750
V66-1.75 VCS | Vestas | 6400 | 1200 | 0 | 0 | 1500 | 0 | 350 | 300 | 600 | 0 | 0 | 750 | 1650 | 750
V80-2.0 Mk1 - 5 | Vestas | 6400 | 1200 | 0 | 0 | 1500 | 0 | 350 | 300 | 600 | 0 | 0 | 750 | 1650 | 750
V90-2.0 Mk1 - 5 | Vestas | 6400 | 1200 | 0 | 0 | 1500 | 0 | 350 | 300 | 600 | 0 | 0 | 750 | 1650 | 750
V90-2.0 Mk7 | Vestas | 6400 | 1200 | 0 | 0 | 1500 | 0 | 350 | 300 | 600 | 0 | 0 | 750 | 1650 | 750
V90-2.0 Mk8 | Vestas | 6400 | 1200 | 0 | 0 | 1500 | 0 | 350 | 300 | 600 | 0 | 0 | 750 | 1650 | 750
3.2M114 | Senvion | 2900 | 1200 | 0 | 0 | 1500 | 4300 | 350 | 300 | 600 | 0 | 0 | 750 | 1650 | 750
3.4M104 | Senvion | 2200 | 1200 | 0 | 0 | 1500 | 2500 | 350 | 300 | 600 | 0 | 0 | 750 | 1650 | 750
3.4M122 | Senvion | 2900 | 1200 | 0 | 0 | 1500 | 2500 | 350 | 300 | 600 | 0 | 0 | 750 | 1650 | 750
3.4M140 | Senvion | 2900 | 1200 | 0 | 0 | 1500 | 2500 | 350 | 300 | 600 | 0 | 0 | 750 | 1650 | 750
3.6M114 | Senvion | 4500 | 1450 | 0 | 0 | 1500 | 0 | 350 | 300 | 600 | 0 | 0 | 750 | 1650 | 750
3.2M122 | Senvion | 3400 | 1450 | 0 | 0 | 1500 | 0 | 350 | 300 | 600 | 0 | 0 | 750 | 1650 | 750
3.6M140 | Senvion | 3600 | 1200 | 0 | 0 | 1500 | 4900 | 350 | 300 | 600 | 0 | 0 | 750 | 1650 | 750
FL2500/100 | Fuhrländer | 1900 | 1200 | 0 | 0 | 1500 | 2500 | 350 | 300 | 600 | 0 | 0 | 750 | 1650 | 750
FL2500/104 | Fuhrländer | 3600 | 1050 | 0 | 0 | 1500 | 2500 | 350 | 300 | 600 | 0 | 0 | 750 | 1650 | 750
FL2500/80 | Fuhrländer | 4800 | 1200 | 0 | 0 | 1500 | 2500 | 350 | 300 | 600 | 0 | 0 | 750 | 1650 | 750
FL2500/90 | Fuhrländer | 4800 | 1750 | 0 | 0 | 1500 | 0 | 350 | 300 | 600 | 0 | 0 | 750 | 1650 | 750
FL70 | Fuhrländer | 4800 | 1750 | 0 | 0 | 1500 | 0 | 350 | 300 | 600 | 0 | 0 | 750 | 1650 | 750
FL77 | Fuhrländer | 5100 | 1750 | 0 | 0 | 1500 | 0 | 350 | 300 | 600 | 0 | 0 | 750 | 1650 | 750
MD70 | Senvion | 5100 | 1750 | 0 | 0 | 1500 | 0 | 350 | 300 | 600 | 0 | 0 | 750 | 1650 | 750
MD77 | Senvion | 4300 | 1750 | 0 | 0 | 1500 | 0 | 350 | 300 | 600 | 0 | 0 | 750 | 1650 | 750
MM100 | Senvion | 3300 | 1450 | 0 | 0 | 1500 | 4900 | 350 | 300 | 600 | 0 | 0 | 750 | 1650 | 750
MM82 | Senvion | 3600 | 1200 | 0 | 0 | 1500 | 4900 | 350 | 300 | 600 | 0 | 0 | 750 | 1650 | 750
MM92 | Senvion | 2200 | 1200 | 0 | 0 | 1500 | 4900 | 350 | 300 | 600 | 0 | 0 | 750 | 1650 | 750
N100 | Nordex | 2200 | 1200 | 0 | 0 | 1500 | 2500 | 350 | 300 | 600 | 0 | 0 | 750 | 1650 | 750
N117/2400 | Nordex | 2200 | 1200 | 0 | 0 | 1500 | 2500 | 350 | 300 | 600 | 0 | 0 | 750 | 1650 | 750
N117/3000 | Nordex | 2200 | 1200 | 0 | 0 | 1500 | 2500 | 350 | 300 | 600 | 0 | 0 | 750 | 1650 | 750
N60 | Nordex | 2200 | 1200 | 0 | 0 | 1500 | 2500 | 350 | 300 | 600 | 0 | 0 | 750 | 1650 | 750
N80 | Nordex | 3600 | 1200 | 0 | 0 | 1500 | 4900 | 350 | 300 | 600 | 0 | 0 | 750 | 1650 | 750
N90/2300 | Nordex | 3600 | 1200 | 0 | 0 | 1500 | 2500 | 350 | 300 | 600 | 0 | 0 | 750 | 1650 | 750
N90/2500 | Nordex | 3600 | 1200 | 0 | 0 | 1500 | 2500 | 350 | 300 | 600 | 0 | 0 | 750 | 1650 | 750
S70 | Nordex | 3600 | 1200 | 0 | 0 | 1500 | 2500 | 350 | 300 | 600 | 0 | 0 | 750 | 1650 | 750
S77 | Nordex | 4500 | 1200 | 0 | 0 | 1500 | 2500 | 350 | 300 | 600 | 0 | 0 | 750 | 1650 | 750
3.4M114 | Senvion | 4300 | 1750 | 0 | 0 | 1500 | 0 | 350 | 300 | 600 | 0 | 0 | 750 | 1650 | 750
N131/3000 | Nordex | 4700 | 1450 | 0 | 0 | 1500 | 4900 | 350 | 300 | 600 | 0 | 0 | 750 | 1650 | 750
N131/3300 | Nordex | 5100 | 1750 | 0 | 0 | 1500 | 4900 | 350 | 300 | 600 | 0 | 0 | 750 | 1650 | 750
N131/3600 | Nordex | 4800 | 1750 | 0 | 0 | 1500 | 4900 | 350 | 300 | 600 | 0 | 0 | 750 | 1650 | 750
3.4M114 | Senvion | 5200 | 1750 | 0 | 0 | 1500 | 0 | 350 | 300 | 600 | 0 | 0 | 750 | 1650 | 750
3.7M144 | Senvion | 6400 | 1750 | 0 | 0 | 1500 | 0 | 350 | 300 | 600 | 0 | 0 | 750 | 1650 | 750
E-48 | Enercon | 6400 | 1200 | 0 | 0 | 1500 | 0 | 350 | 300 | 600 | 0 | 0 | 750 | 1650 | 750
E-53 | Enercon | 6400 | 1200 | 0 | 0 | 1500 | 0 | 350 | 300 | 600 | 0 | 0 | 750 | 1650 | 750
E-58/10.58 | Enercon | 6400 | 1200 | 0 | 0 | 1500 | 0 | 350 | 300 | 600 | 0 | 0 | 750 | 1650 | 750
E-66 | Enercon | 6400 | 1200 | 0 | 0 | 1500 | 0 | 350 | 300 | 600 | 0 | 0 | 750 | 1650 | 750
E-66/18.70 (E-70) | Enercon | 6400 | 1200 | 0 | 0 | 1500 | 0 | 350 | 300 | 600 | 0 | 0 | 750 | 1650 | 750
E-66/20.70 (E-70) | Enercon | 6400 | 1200 | 0 | 0 | 1500 | 0 | 350 | 300 | 600 | 0 | 0 | 750 | 1650 | 750
E-70 E4 (E-78) | Enercon | 6400 | 1200 | 0 | 0 | 1500 | 0 | 350 | 300 | 600 | 0 | 0 | 750 | 1650 | 750
E-82 | Enercon | 6400 | 1200 | 0 | 0 | 1500 | 0 | 350 | 300 | 600 | 0 | 0 | 750 | 1650 | 750
E-82 E2 2.000 | Enercon | 6400 | 1200 | 0 | 0 | 1500 | 0 | 350 | 300 | 600 | 0 | 0 | 750 | 1650 | 750
E-82 E2 2.300 | Enercon | 6400 | 1200 | 0 | 0 | 1500 | 0 | 350 | 300 | 600 | 0 | 0 | 750 | 1650 | 750
E-82 E3 3.000 | Enercon | 6400 | 1200 | 0 | 0 | 1500 | 0 | 350 | 300 | 600 | 0 | 0 | 750 | 1650 | 750
E-82 E4 2.350 | Enercon | 6400 | 1200 | 0 | 0 | 1500 | 0 | 350 | 300 | 600 | 0 | 0 | 750 | 1650 | 750
E-82 E4 3.000 | Enercon | 6400 | 1200 | 0 | 0 | 1500 | 0 | 350 | 300 | 600 | 0 | 0 | 750 | 1650 | 750
E-92 | Enercon | 6400 | 1200 | 0 | 0 | 1500 | 0 | 350 | 300 | 600 | 0 | 0 | 750 | 1650 | 750
E-101 3.050 | Enercon | 6400 | 1200 | 0 | 0 | 1500 | 0 | 350 | 300 | 600 | 0 | 0 | 750 | 1650 | 750
E-101 E2 3.050 | Enercon | 6400 | 1200 | 0 | 0 | 1500 | 0 | 350 | 300 | 600 | 0 | 0 | 750 | 1650 | 750
E-101 E2 3.500 | Enercon | 6400 | 1200 | 0 | 0 | 1500 | 0 | 350 | 300 | 600 | 0 | 0 | 750 | 1650 | 750
E-115 2.500 | Enercon | 6400 | 1200 | 0 | 0 | 1500 | 0 | 350 | 300 | 600 | 0 | 0 | 750 | 1650 | 750
E-115 3.000 | Enercon | 6400 | 1200 | 0 | 0 | 1500 | 0 | 350 | 300 | 600 | 0 | 0 | 750 | 1650 | 750

## Insurance (hidden)
Schadensfälle 2015/2016/2017 DWTS
Jahr | Schadensnummer | Auftragsnr.: | Schadenshöhe | Sonstige Abzüge | Selbstbeteiligung | Schadenort | Komponente | Schadentag | Schadenszahlung Sach | Schadenszahlung BU | Erstattungen Gesamt | Ersattung in % | Kosten Gesamt | Anteil Erstattung: | Ø Ersattung: | Contract | < 5 Years | >5 Years
2015 | MA150009456 | 1377371 + 1377598 | 76849.2 | 31085.89 | 25000 | Meineweh | Generator | 42030 | 20763.31 | 3881.7 | 24645.01 | 0.32069 | -46210.7 | 53.33% | 47.48% | Basic | 0 | 0
| MA150053338 | 1387625 + 1391997 + 1392287 | 214889.04 | 132588.83 | 25000 | Bönen | Planetenlager | 42124 | 57300.21 | 9568.45 | 66868.66 | 0.31118 | -165971 | 40.29% |  | VWoGK | 0 | 0
| MA150006536 | 1374806 + 1376707 | 61267.21 | 28500.92 | 25000 | Dassensen | Generator | 42006 | 7766.29 | 8351.94 | 16118.23 | 0.26308 | -44088 | 36.56% |  | VWmGK | 1.013 | 1.266
| MA150053341 | 1387640 + 1392512 + 1391999 + 1392286 | 216189.29 | 133684.45 | 25000 | Bönen | Planetenlager | 42123 | 57504.84 | 6196.02 | 63700.86 | 0.29465 | -163245 | 39.02% |  | VWmGKR | 1.023 | 1.279
| MA150053434 | 1389149 + 1390183 | 104676.41 | 47777.67 | 25000 | Südergellersen | Generator | 42107 | 31898.74 | 3785.36 | 35684.1 | 0.3409 | -69693 | 51.2% |  | VWmGKRmF | 1.323 | 1.579
| MA150064511 | 1381819 + 1382260 + 1382302 + 1382438 + 1382469 + 1382470 + 1383112 | 461925.64 | 248902.48 | 75000 | Biere | Blattlager | 42068 | 138023.16 | 12118.59 | 150141.75 | 0.32503 | -274141 | 54.77% |  | VVW | 1.571 | 1.964
| MA150053826 | 1388922 + 1388924 + 1389841 + 1389960 + 1398374 | 200399.34 | 139534.31 | 25000 | Schacht | Getriebe | 42137 | 35865.03 | 0 | 35865.03 | 0.17897 | -176483 | 20.32%
| MA150006485 | 1378099 + 1379011 + 1382132 + 1381259 + 1382036 | 361748.26 | 258693.79 | 25000 | Damme | Hauptlager | 42019 | 78054.47 | 57448.52 | 135502.99 | 0.37458 | -234732 | 57.73% |  | Fundamente / Übergabestation / interne Kabel (Trafo außerhalb) etc … → + 0,30€/kW Zuschlag
| MA150058221 | 1369066 + 1398141 + 1398175 + 1398652 + 1398899 | 235366.05 | 145551.38 | 25000 | Brake | Getriebe | 42143 | 64814.67 | 1638.85 | 66453.52 | 0.28234 | -182286.48 | 36.46% |  | externe Kabel → + 0,10€/kW Zuschlag
| MA150066860 | 1395698 + 1396568 | 82076.04 | 37931.69 | 25000 | Kleeberg | Trafo | 42205 | 19144.35 | 437.38 | 19581.73 | 0.23858 | -58735 | 33.34%
| MA150110663 | 1396479 + 1398160 + 1398900 + 1399349 | 238291.45 | 120225.95 | 25000 | Brake | Getriebe | 42142 | 93065.5 | 623.5 | 93689 | 0.39317 | -184615 | 50.75%
| MA150115107 | 14001135 | 241933.97 | 147440.2 | 25000 | Langwedel | Getriebe | 42257 | 69493.77 | 0 | 69493.77 | 0.28724 | -177747 | 39.1%
| MA150064527 | 1394597 + 1394974 + 1395648 + 1396343 | 253880.59 | 156472.09 | 25000 | Boldecker | Getriebe | 42193 | 72408.5 | 2501.63 | 74910.13 | 0.29506 | -200887 | 37.29%
| MA150088696 | 14000391 | 103953.23 | 46804.2 | 25000 | Großenehrich | Generator | 42266 | 32149.03 | 9848.52 | 41997.55 | 0.404 | -46333 | 90.64%
| MA150111026 | 14004580 | 104524.38 | 46972 | 25000 | Moorbach | Generator | 42326 | 32552.38 | 18962.95 | 51515.33 | 0.49285 | -72146 | 71.4%
Jahr | Schadensnummer | Auftragsnr.: | Schadenshöhe | Sonstige Abzüge | Selbstbeteiligung | Schadenort | Komponente | Schadentag | Schadenszahlung Sach | Schadenszahlung BU | Erstattungen Gesamt | Ersattung in % | Kosten Gesamt | Anteil Erstattung: | Ø Ersattung:
2016 | MA165900391 | 1398414 + 1398559 + 1399253 | 100744.87 | 46164.63 | 25000 | Extertal-Meierberg | Trafo | 42228 | 29580.24 | 8411.83 | 37992.07 | 0.37711 | -85240 | 44.57% | 46.95%
| MA165900398 | 1397351 + 1398704 | 72205.95 | 32633.18 | 25000 | Müggenburg | Geno | 42217 | 14572.77 | 2725.18 | 17297.95 | 0.23956 | -51500 | 33.59%
| MA165900453 | 14003391 | 99553.4 | 45441.78 | 25000 | Lohne | Trafo | 42313 | 29111.62 | 17384.6 | 46496.22 | 0.46705 | -78432 | 59.28%
| MA165900679 | 1398400 + 1398561 | 102226.54 | 46630.62 | 25000 | Exertal | Trafo | 42228 | 30595.92 | 6725.77 | 37321.69 | 0.36509 | -85789 | 43.5%
| MA165900670 | 14026171 + 14027805 | 198967.2 | 97087.59 | 25000 | Hangelberg | Getriebe | 42331 | 76879.61 | 7154.73 | 84034.34 | 0.42235 | -133546 | 62.93%
| MA165903961 | 14013836 + 14014194 + 14014195 | 225447.94 | 126115.19 | 25000 | Boldecker | Getriebe | 42458 | 74332.75 | 4451.34 | 78784.09 | 0.34946 | -150504 | 52.35%
| MA165900897 | 14009441 + 14010129 | 69147.94 | 31477.63 | 25000 | Ostenfeld | Geno | 42395 | 12670.31 | 6451.93 | 19122.24 | 0.27654 | -50819 | 37.63%
| MA165903970 | 1392496 + 14011641 + 14011643 | 243757.52 | 149909.88 | 25000 | Morbach | Getriebe | 42410 | 68847.64 | 0 | 68847.64 | 0.28244 | -176485 | 39.01%
| MA165903986 | 14013454 + 14013767 + 14013768 | 212409.42 | 109401.86 | 25000 | Dobberkau | Getriebe | 42451 | 78007.56 | 8986.42 | 86993.98 | 0.40956 | -115432 | 75.36%
| MA165904279 | 14011113 + 14011139 | 103033.44 | 46701.94 | 25000 | Großenehrich | Geno | 42415 | 31331.5 | 4196.71 | 35528.21 | 0.34482 | -69572 | 51.07%
| MA165904286 | 14011610 | 113383.76 | 51461.66 | 25000 | Damme | Geno | 42421 | 36922.1 | 4199.09 | 41121.19 | 0.36267 | -81647 | 50.36%
| MA165904289 | 14012869 + 14014215 | 82928.89 | 37118.74 | 25000 | Grapzow | Trafo | 42432 | 20810.15 | 0 | 20810.15 | 0.25094 | -63857 | 32.59%
| MA165903965 | 14007754 + 14008776 | 151347.05 | 89154.48 | 25000 | Übigau | Hauptwelle | 42373 | 37192.57 | 26773.06 | 63965.63 | 0.42264 | -105522 | 60.62%
| MA165904518 | 14012666 | 92211.69 | 42111.32 | 25000 | Heinrichsdorf | Geno | 42433 | 25100.37 | 4073.85 | 29174.22 | 0.31638 | -49336 | 59.13%
| MA165904520 | 14015738 + 14017221 + 14016223 | 207500.52 | 107447.93 | 25000 | Morbach | Getriebe | 42437 | 75052.59 | 0 | 75052.59 | 0.3617 | -154051 | 48.72%
| MA165904586 | 14016046 + 14016049 | 65632.76 | 32114.73 | 25000 | Oelde-MenninghausenGeno | Geno | 42485 | 8518.03 | 2752.1 | 11270.13 | 0.17172 | -52225 | 21.58%
| MA165904589 | 14015899 + 14017574 + 14017997 | 211260.91 | 130120.43 | 25000 | Damme | Getriebe | 42510 | 56140.48 | 0 | 56140.48 | 0.26574 | -120039 | 46.77%
| MA165904592 | 14016605 + 14017576 + 14017998 | 224692.38 | 138952.41 | 25000 | Damme | Getriebe | 42515 | 60739.97 | 0 | 60739.97 | 0.27033 | -162029 | 37.49%
| MA165904628 | 14015170 + 14016056 | 282595.21 | 139300.26 | 25000 | Biere | Getriebe | 42465 | 118294.95 | 15980.09 | 134275.04 | 0.47515 | -222047 | 60.47%
| MA165905304 | 14018356 + 14019500 | 208630.06 | 128721.35 | 25000 | Dahlenburg | Getriebe | 42479 | 54908.71 | 0 | 54908.71 | 0.26319 | -149922 | 36.62%
| MA165905306 | 14018404 + 14019502 | 222311.86 | 137321.98 | 25000 | Dahlenburg | Getriebe | 42474 | 59989.88 | 0 | 59989.88 | 0.26985 | -158681 | 37.81%
| MA165905308 | 14019424 | 103760.8 | 49223.47 | 25000 | Boldecker | Land | 42542 | 29537.33 | 2359.57 | 31896.9 | 0.30741 | -58552 | 54.48%
| MA165905310 | 14020638 | 95101.75 | 42869.35 | 25000 | Rosenthal | Geno | 42557 | 27232.4 | 1609.93 | 28842.33 | 0.30328 | -53578 | 53.83%
| MA165905421 | 14020404 | 99081.14 | 44438.07 | 25000 | Biere | Geno | 42552 | 29643.07 | 4309.77 | 33952.84 | 0.34268 | -56935 | 59.63%
| MA165900382 | 14009269 + 14012955 + 14015351 | 233016.52 | 124827.12 | 25000 | Dobberkau | Getriebe | 42451 | 83189.4 | 0 | 83189.4 | 0.35701 | -166905 | 49.84%
| MA165906071 | 14019976 + 14020400 | 205076.11 | 103933.63 | 25000 | Dobberkau | Getriebe | 42547 | 76142.48 | 4935.05 | 81077.53 | 0.39535 | -146053 | 55.51%
| MA165906076 | 14027786 + 14025585 + ?? (über Reko 17511392) | 50459.5 | 20183.8 | 25000 | Langwedel | Rotorblatt | 42642 | 5275.7 | 14569.63 | 19845.33 | 0.39329 | -43322 | 45.81%
| MA165906643 | 14021524 + 14021703 | 204581.17 | 126472.61 | 25000 | Tralau | Getriebe | 42569 | 53108.56 | 0 | 53108.56 | 0.2596 | -145770 | 36.43%
| MA165906645 | 14018030 + 14018213 | 217611.4 | 114079.38 | 25000 | Farnstädt | Getriebe | 42517 | 78532.02 | 0 | 78532.02 | 0.36088 | -131702 | 59.63%
| MA165906722 | 14025185 + 14026492 | 197851.31 | 99389.62 | 25000 | Brake | Getriebe | 42626 | 73461.69 | 0 | 73461.69 | 0.3713 | -116178 | 63.23%
| MA165906726 | 14023478 + 14024137 | 50429.42 | 22714.83 | 25000 | Dassensen | Hauptlager | 42570 | 2714.59 | 0 | 2714.59 | 0.053829 | -46031 | 5.897%
| MA165906823 | 1369068 + 14024695 | 210096.69 | 106969.2 | 25000 | Mücklingen | Getriebe | 42630 | 78127.49 | 0 | 78127.49 | 0.37186 | -141736 | 55.12%
| MA165906847 | 14026171 + 14027805 | 198689.27 | 100946.42 | 25000 | Hangelberg | Getriebe | 42468 | 72742.85 | 0 | 72742.85 | 0.36611 | -133546 | 54.47%
| MA165906849 | 14026867 + 14027389 | 201352.31 | 123981.46 | 25000 | Hangelberg | Getriebe | 42452 | 52370.85 | 0 | 52370.85 | 0.2601 | -137779 | 38.01%
| MA165906833 | 14024831 + 14028641 | 211839.26 | 115730.04 | 25000 | Farnstädt | Getriebe | 42510 | 71109.22 | 0 | 71109.22 | 0.33568 | -122533 | 58.03%
| MA165906728 | 14020933 + 14022032 | 201556.3 | 130350.71 | 25000 | Asendorfer | Getriebe | 42537 | 46205.59 | 0 | 46205.59 | 0.22924 | -127050 | 36.37%
| MA165905819 | 14015862 + 14020768 | 215980.53 | 146335.21 | 25000 | Mildenberg | Getriebe | 42404 | 44645.32 | 0 | 44645.32 | 0.20671 | -131595 | 33.93%
| MA165906889 | 14030366 + 14037536 + 14033502 + 14031521 | 69299.74 | 31585.62 | 25000 | Rehhorst | Geno | 42696 | 12714.12 | 0 | 12714.12 | 0.18347 | -42009 | 30.27%
| MA165906853 | 14019054 + 14020399 | 220649.96 | 120763.85 | 25000 | Boldecker | Getriebe | 42535 | 74886.11 | 0 | 74886.11 | 0.33939 | -152938 | 48.97%
Jahr | Schadensnummer | Auftragsnr.: | Schadenshöhe | Sonstige Abzüge | Selbstbeteiligung | Schadenort | Komponente | Schadentag | Schadenszahlung Sach | Schadenszahlung BU | Erstattungen Gesamt | Ersattung in % | Kosten Gesamt | Anteil Erstattung: | Ø Ersattung:
2017 | MA175901128 | 14031113 + 14031538 | 97107.39 | 43744.4 | 25000 | Biere | Geno | 42675 | 28362.99 | 0 | 28362.99 | 0.29208 | -55741 | 50.88% | 51.47%
| MA175901963 | 14037926 + 14038034 + 14039352 | 85675.69 | 39308.09 | 25000 | Mücklingen | Trafo | 42790 | 21367.6 | 24365.06 | 45732.66 | 0.53379 | -53027 | 86.24%
| MA175904254 | 14037375 + 14038058 | 93406.96 | 42041.12 | 25000 | Farnstädt | Geno | 42783 | 26365.84 | 20326.31 | 46692.15 | 0.49988 | -47527 | 98.24%
| MA175904207 | 14035834 + 14035898 + 14035899 | 89762.36 | 41147.59 | 25000 | Elsterwerda | Geno | 42751 | 23614.77 | 0 | 23614.77 | 0.26308 | -54722 | 43.15%
| MA175904253 | 14034710 + 14037290 | 230358.72 | 108854.59 | 25000 | Dobberkau | Getriebe | 42747 | 96504.13 | 0 | 96504.13 | 0.41893 | -161204 | 59.86%
| MA175904260 | 14043437 + 14043654 | 100704.72 | 45387.34 | 25000 | Rehfeld | Geno | 42872 | 30317.38 | 2664.4 | 32981.78 | 0.32751 | -56126 | 58.76%
| MA175904258 | 14038519 + 14039177 | 56882.5 | 25830.65 | 25000 | Ahrensbök | Geno | 42801 | 6051.85 | 604.41 | 6656.26 | 0.11702 | -46000 | 14.47%
| MA175904256 | 14038640 + 14039350 | 101819.95 | 45703.21 | 25000 | Kutzleben | Geno | 42801 | 31116.74 | 1902.3 | 33019.04 | 0.32429 | -58475 | 56.47%
| MA175904911 | 14049401 + 14051384 | 148127.69 | 64279.06 | 25000 | Langwedel | Geno | 42914 | 58848.63 | 0 | 58848.63 | 0.39728 | -156052 | 37.71%
| MA175904912 | 14047336 + 14047341 | 101457.45 | 45653.73 | 25000 | Wriezener | Geno | 42930 | 30803.72 | 0 | 30803.72 | 0.30361 | -65670 | 46.91%
| MA175901965 | 14036152 + 14036183 | 57817.09 | 26145.29 | 25000 | Dassensen | Geno | 42774 | 6671.8 | 0 | 6671.8 | 0.11539 | -29006 | 23%
| MA175905070 | 14043763 + 14045238 + 14045239 | 209605.47 | 125512.46 | 25000 | Krummensee | Blattlager | 42871 | 59093.01 | 20569.31 | 79662.32 | 0.38006 | -135930 | 58.61%
| MA175905067 | 14040514 + 14041577 | 211162.89 | 96916.61 | 25000 | Gummarsasen | Getriebe | 42820 | 89246.28 | 21734.51 | 110980.79 | 0.52557 | -152541 | 72.75%
| MA175905116 | 14042987 + 14043061 | 200536.12 | 123559.27 | 25000 | Großenehrich | Getriebe | 42746 | 51976.85 | 0 | 51976.85 | 0.25919 | -124036 | 41.9%
| MA175905119 | 14042397 + 14047643 + 14046511 | 211193.5 | 129481.72 | 25000 | Reichenbach-Steegen | Getriebe | 42858 | 56711.78 | 0 | 56711.78 | 0.26853 | -131200 | 43.23%
| MA175905535 | 14050959 + 14051313 + 14051314 | 95931.84 | 44108.6 | 25000 | Extertal | Geno | 42989 | 26823.24 | 3882.45 | 30705.69 | 0.32008 | -56809 | 54.05%
| MA175905786 | 14046933 + 14048507 | 208424.83 | 97379.13 | 25000 | Boldecker | Getriebe | 42899 | 86045.7 | 0 | 86045.7 | 0.41284 | -131625 | 65.37%
| MA175905787 | 14035247 + 14038520 + 14038087 | 229194.88 | 185650.93 | 25000 | Langenrieth | Getriebe | 42754 | 18543.95 | 1455.35 | 19999.3 | 0.087259 | -134278 | 14.89%
48.63%
Jahr
2016
Windpark | Anlagen-nummer | Datum Ausfall | Schaden | Selbstbehalt MA | angezeigte Summe MA | angezeigte Summe BU* | angezeigte Summe GESAMT | Entschädigung Versicherung MA | Entschädigung Versicherung BU | Entschädigung Versicherung GESAMT | Prozentuale Entschädigung Versicherung
SPDM I | 586 | 2016-12-28 | Generatorschleifringtausch | 25000 | 17465 | 23156.53 | 40621.53 | 0 | 23156.53 | 23156.53 | 57.01%
Blumenhagen | FL574 | 2017-01-19 | Netzteil AEG defekt Pitchumbau | 25000 | 85949.86 | 13609.92 | 97174.86 | 39040.93 | 13609.92 | 52650.85 | 54.18%
Blumenhagen | FL574 | 2017-04-12 | Generatorlager | 0 | 0 | 19830.39 | 19830.39 | 0 | 19830.39 | 19830.39 | 100%
Meitze-Wedemark | 70520 | 2017-06-07 | Getriebeschaden / mind. Zwischenwelle Genoseitig Lager Riss im Innenring | 25000 | 159564 | 18812.74 | 178376.74 | 59940.56 | 18812.74 | 78753.3 | 44.15%
Momerstroff | 8197 | 2017-06-14 | Austausch Lager HSS und der schnellen Welle | 25000 | 36933 | 31804.38 | 68737.38 | 0 | 31804.38 | 31804.38 | 46.27%
Dörrenzimmern | WP | 2017-10-05 | defekte Parkverkabelung | 5000 | 22864.89 | 19124.58 | 41989.47 | 17121.33 | 19124.58 | 36245.91 | 86.32%
Großvargula | RE70079 | 2017-09-25 | Trafo defekt | 5000 | 10246.36 | 0 | 10246.36 | 533.03 | 0 | 533.03 | 5.202%
SPDM I+II | FL584 FL803 | 2017-09-25 | Trafotausch | 50000 | 157194.74 | 0 | 157194.74 | 37952.36 | 0 | 37952.36 | 24.14%
Kalsow | NX70455 | 2018-02-23 | Generatorschaden | 25000 | 3071.64 | 5367.13 | 8438.77 | 0 | 5367.13 | 5367.13 | 63.6%
Laakdal | RE70570 | 2017-12-30 | Trafotausch u. Mittelspannungskabel | 5000 | 27608.08 | 15461.43 | 43069.51 | 9887.84 | 15461.43 | 25349.27 | 58.86%
Lampaden | 70080 | 2017-11-02 | Netzschütz wurde durch defekten Schleifring zerstört | 25000 | 40537.67 | 9372.65 | 49910.32 | 11362.4 | 9372.65 | 20735.05 | 41.54%
Wallmersbach | 70174 | 2018-01-15 | Trafotausch | 5000 | 33168.74 | 0 | 33168.74 | 10164.43 | 0 | 10164.43 | 30.64%
Premslin | 70394 | 2017-12-09 | Geno defekt | 25000 | 106637.11 | 32425.03 | 139062.14 | 32467.27 | 32425.03 | 64892.3 | 46.66%
Gembeck | RE70284 | 2018-03-21 | Generatorlagerschaden | 25000 | N/A | N/A | N/A | N/A | N/A | N/A | -
Blumenhagen | 575 | 2018-03-05 | Wälzlagertausch | 25000 | 28257.8 | 17255.38 | 45513.18 | 0 | 17255.38 | 17255.38 | 37.91%
Blumenhagen | 573 | 2018-02-26 | Wälzlagertausch | 25000 | 19924.87 | 12070.23 | 31995.1 | 0 | 12070.23 | 12070.23 | 37.73%
-
-
-
-
[5 empty] | 701241.09 | 188964.78 | 887820.95 | 218470.15 | 188964.78 | 407434.93 | 48.95%

## Service Rates (hidden)
Counrty | Rate | Yearly hours Service Technican | Yearly Expenses - Service Technican | Yearly Costs - Service Car | Materialkosten zuschlag | GK Zuschlag
Austria |  | 1600 | 40000 | 20000 | 8% | 5%
Belgium |  | 1600 | 40000 | 20000 | 8% | 5%
France |  | 1235 | 73500 | 21000 | 8% | 5%
Germany | 30 | 1600 | 48000 | 20000 | 0% | 0%
Netherlands |  | 1600 | 40000 | 20000 | 8% | 5%
Poland | 21.68 | 1600 | 45000 | 20000 | 8% | 5%
Spain | 22.64 | 1725 | 38000 | 10000 | 8% | 5%
Sweden |  | 1600 | 59400 | 15500 | 8% | 5%
UK |  | 1600 | 46500 | 20000 | 8% | 5%
USA |  | 1600 | 40000 | 20000 | 8% | 5%

## HelpInput (hidden)
Author | Email | Phone | Company | Country | Service Technican Rate |  | Tower | Yes/No | Contract | Availability | Availability Method | Language | Option | Disposition | hub height | included
Jörg Fuchs | j.fuchs@deutsche-windtechnik.com | 49 175 56 95 60 4 | Xservice | Austria |  |  | Lattice Tower | Yes | Basic | none | time based | German | excluded | Dezentral | 75 | inspecion & replacement
Jasper Salzwedel | j.salzwedel@deutsche-windtechnik.com | +49 172 57 62 91 1 | Xservice | Belgium |  |  | Tabular Tower | No | VWoGK | 0.95 | energy based | Englisch | included | Zentral | 90
Mohamed Metahri | m.metahri@deutsche-windtechnik.com | +49 174 93 90 07 8 | Xservice | France |  |  |  |  | VWmGK | 0.96 |  | Spanisch |  |  | 100
Boy Kliemann | B.Kliemann@deutsche-windtechnik.com | +49 151 46 50 29 80 | Service | Germany | 23.41 |  |  |  | VWmGKR | 0.97 |  | French |  |  | 115
Hanns Schütz | H.Schuetz@deutsche-windtechnik.com | +49 151 54 40 33 65 | Service | Netherlands |  |  |  |  | VVW | 0.975 |  | Swedish |  |  | 125
Melf Lorenzen | Melf.Lorenzen@deutsche-windtechnik.com | +1 832 274 2670 | Service | Poland | 21.68 |  |  |  |  | 0.98 |  | Dutch
Hristoslav Pavlov | H.Pavlov@deutsche-windtechnik.com | +49 151 54 40 33 52 | Service | Spain | 22.64 |  |  |  |  | 0.985 |  | Polish
Christian Winkenjohann | C.Winkenjohann@deutsche-windtechnik.com | +49 151 19 53 67 60 | Service | Sweden | [5 empty] | 0.99
William O’Donnel | W.odonnell@deutsche-windtechnik.com | +44 7496 950 409 | Service | UK
José María Miralles Santana | jm.miralles-santana@deutsche-windtechnik.com | +34 637 579 877 | Service | USA
Wojciech Luzniak | W.Luzniak@deutsche-windtechnik.com | +48 505 975 567 | Service
Monika Niesporek | M.Niesporek@deutsche-windtechnik.com | +46 70 303 29 30 | Service
Geert Timmers | G.Timmers@deutsche-windtechnik.com | +31 613 781 669 | O+C
NEGMICON | Siemens | Vestas | Senvion | Fuhrländer | Nordex | Enercon
NM48/750 | AN Bonus 1000 | V52-850 | 3.2M114 | FL2500/100 | N100 | E-48
NM52/900 | AN Bonus 1300 | V66-1.65 RCC | 3.4M104 | FL2500/104 | N117/2400 | E-53
NM60/1000 | AN Bonus 300 | V66-1.75 VCS | 3.4M122 | FL2500/80 | N117/3000 | E-58/10.58
NM64c/1500 | AN Bonus 450 | V80-2.0 Mk1 - 5 | 3.4M140 | FL2500/90 | N60 | E-66
NM72 | AN Bonus 600 | V90-2.0 Mk1 - 5 | 3.6M114 | FL70 | N80 | E-66/18.70 (E-70)
NM82 | SWT-2.3-82 (CS) | V90-2.0 Mk7 | 3.2M122 | FL77 | N90/2300 | E-66/20.70 (E-70)
| SWT-2.3-93 VS | V90-2.0 Mk8 | 3.6M140 |  | N90/2500 | E-70 E4 (E-78)
|  |  | MD70 |  | S70 | E-82
|  |  | MD77 |  | S77 | E-82 E2 2.000
|  |  | MM100 |  | N131/3000 | E-82 E2 2.300
|  |  | MM82 |  | N131/3300 | E-82 E3 3.000
|  |  | MM92 |  | N131/3600 | E-82 E4 2.350
E-82 E4 3.000
E-92
E-101 3.050
E-101 E2 3.050
E-101 E2 3.500
E-115 2.500
E-115 3.000